## general
id | experience | authors | year | description
28 |  | Chibbar | 2024
36 | Hexoskin M50 NB | Bıçakcı | 2022 | smart shirt
36 | Hexoskin M40 NB | Bıçakcı | 2022 | smart shirt
36 | Hexoskin M30 NB | Bıçakcı | 2022 | smart shirt
36 | Hexoskin E50 NB | Bıçakcı | 2022 | smart shirt
36 | Hexoskin E40 NB | Bıçakcı | 2022 | smart shirt
36 | Hexoskin E30 NB | Bıçakcı | 2022 | smart shirt
36 | Hexoskin M50 DT | Bıçakcı | 2022 | smart shirt
36 | Hexoskin M40 DT | Bıçakcı | 2022 | smart shirt
36 | Hexoskin M30 DT | Bıçakcı | 2022 | smart shirt
36 | Hexoskin E50 DT | Bıçakcı | 2022 | smart shirt
36 | Hexoskin E40 DT | Bıçakcı | 2022 | smart shirt
36 | Hexoskin E30 DT | Bıçakcı | 2022 | smart shirt
43 |  | Weihong | 2021 | This is not a wearable device, but a system designed to be integrated into wearable devices due to low memory footprint and fast processing speed
55 | Empatica kNN 9/1 | Ekiz | 2020
55 | Empatica RF 9/1 | Ekiz | 2020
55 | Empatica MLP 9/1 | Ekiz | 2020
55 | Empatica LR 9/1 | Ekiz | 2020
55 | Empatica NB 9/1 | Ekiz | 2020
55 | S kNN 9/1 | Ekiz | 2020
55 | S RF 9/1 | Ekiz | 2020
55 | S MLP 9/1 | Ekiz | 2020
55 | S LR 9/1 | Ekiz | 2020
55 | S NB 9/1 | Ekiz | 2020
55 | S2 kNN 9/1 | Ekiz | 2020
55 | S2 RF 9/1 | Ekiz | 2020
55 | S2 MLP 9/1 | Ekiz | 2020
55 | S2 LR 9/1 | Ekiz | 2020
55 | S2 NB 9/1 | Ekiz | 2020
55 | Empatica kNN 7/3 | Ekiz | 2020
55 | Empatica RF 7/3 | Ekiz | 2020
55 | Empatica MLP 7/3 | Ekiz | 2020
55 | Empatica LR 7/3 | Ekiz | 2020
55 | Empatica NB 7/3 | Ekiz | 2020
55 | S kNN 7/3 | Ekiz | 2020
55 | S RF 7/3 | Ekiz | 2020
55 | S MLP 7/3 | Ekiz | 2020
55 | S LR 7/3 | Ekiz | 2020
55 | S NB 7/3 | Ekiz | 2020
55 | S2 kNN 7/3 | Ekiz | 2020
55 | S2 RF 7/3 | Ekiz | 2020
55 | S2 MLP 7/3 | Ekiz | 2020
55 | S2 LR 7/3 | Ekiz | 2020
55 | S2 NB 7/3 | Ekiz | 2020
75 | SVM AC/DCT | Hinatsu | 2024
75 | RF AC/DCT | Hinatsu | 2024
75 | XGB AC/DCT | Hinatsu | 2024
75 | MLP AC/DCT | Hinatsu | 2024
75 | SVM MFCC | Hinatsu | 2024
75 | RF MFCC | Hinatsu | 2024
75 | XGB MFCC | Hinatsu | 2024
75 | MLP MFCC | Hinatsu | 2024
75 | SVM AC/DCT+MFCC | Hinatsu | 2024
75 | RF AC/DCT+MFCC | Hinatsu | 2024
75 | XGB AC/DCT+MFCC | Hinatsu | 2024
75 | MLP AC/DCT+MFCC | Hinatsu | 2024
75 | SVM rr | Hinatsu | 2024
75 | SVM ww | Hinatsu | 2024
75 | SVM rw | Hinatsu | 2024
75 | RF rr | Hinatsu | 2024
75 | RF ww | Hinatsu | 2024
75 | RF rw | Hinatsu | 2024
75 | XGB rr | Hinatsu | 2024
75 | XGB ww | Hinatsu | 2024
75 | XGB rw | Hinatsu | 2024
75 | MLP rr | Hinatsu | 2024
75 | MLP ww | Hinatsu | 2024
75 | MLP rw | Hinatsu | 2024
75 | 1D CNN rr | Hinatsu | 2024
75 | 1D CNN ww | Hinatsu | 2024
75 | 1D CNN rw | Hinatsu | 2024
147 | Right Hand Vertical Sit | Hsu | 2021
147 | Right Hand Horizontal Sit | Hsu | 2021
147 | Right Hand Dorsal-Ventral Sit | Hsu | 2021
147 | Left Hand Vertical Sit | Hsu | 2021
147 | Left Hand Horizontal Sit | Hsu | 2021
147 | Left Hand Dorsal-Ventral Sit | Hsu | 2021
147 | Left Carotid Vertical Sit | Hsu | 2021
147 | Left Carotid Horizontal Sit | Hsu | 2021
147 | Left Carotid Dorsal-Ventral Sit | Hsu | 2021
147 | Heart Vertical Sit | Hsu | 2021
147 | Heart Horizontal Sit | Hsu | 2021
147 | Heart Dorsal-Ventral Sit | Hsu | 2021
147 | Sternum Vertical Sit | Hsu | 2021
147 | Sternum Horizontal Sit | Hsu | 2021
147 | Sternum Dorsal-Ventral Sit | Hsu | 2021
147 | Right Hand Vertical Resilient Sit | Hsu | 2021
147 | Right Hand Horizontal Resilient Sit | Hsu | 2021
147 | Right Hand Dorsal-Ventral Resilient Sit | Hsu | 2021
147 | Left Hand Vertical Resilient Sit | Hsu | 2021
147 | Left Hand Horizontal Resilient Sit | Hsu | 2021
147 | Left Hand Dorsal-Ventral Resilient Sit | Hsu | 2021
147 | Left Carotid Vertical Resilient Sit | Hsu | 2021
147 | Left Carotid Horizontal Resilient Sit | Hsu | 2021
147 | Left Carotid Dorsal-Ventral Resilient Sit | Hsu | 2021
147 | Heart Vertical Resilient Sit | Hsu | 2021
147 | Heart Horizontal Resilient Sit | Hsu | 2021
147 | Heart Dorsal-Ventral Resilient Sit | Hsu | 2021
147 | Sternum Vertical Resilient Sit | Hsu | 2021
147 | Sternum Horizontal Resilient Sit | Hsu | 2021
147 | Sternum Dorsal-Ventral Resilient Sit | Hsu | 2021
147 | Right Hand Vertical Stand | Hsu | 2021
147 | Right Hand Horizontal Stand | Hsu | 2021
147 | Right Hand Dorsal-Ventral Stand | Hsu | 2021
147 | Left Hand Vertical Stand | Hsu | 2021
147 | Left Hand Horizontal Stand | Hsu | 2021
147 | Left Hand Dorsal-Ventral Stand | Hsu | 2021
147 | Left Carotid Vertical Stand | Hsu | 2021
147 | Left Carotid Horizontal Stand | Hsu | 2021
147 | Left Carotid Dorsal-Ventral Stand | Hsu | 2021
147 | Heart Vertical Stand | Hsu | 2021
147 | Heart Horizontal Stand | Hsu | 2021
147 | Heart Dorsal-Ventral Stand | Hsu | 2021
147 | Sternum Vertical Stand | Hsu | 2021
147 | Sternum Horizontal Stand | Hsu | 2021
147 | Sternum Dorsal-Ventral Stand | Hsu | 2021
147 | Right Hand Vertical Resilient Stand | Hsu | 2021
147 | Right Hand Horizontal Resilient Stand | Hsu | 2021
147 | Right Hand Dorsal-Ventral Resilient Stand | Hsu | 2021
147 | Left Hand Vertical Resilient Stand | Hsu | 2021
147 | Left Hand Horizontal Resilient Stand | Hsu | 2021
147 | Left Hand Dorsal-Ventral Resilient Stand | Hsu | 2021
147 | Left Carotid Vertical Resilient Stand | Hsu | 2021
147 | Left Carotid Horizontal Resilient Stand | Hsu | 2021
147 | Left Carotid Dorsal-Ventral Resilient Stand | Hsu | 2021
147 | Heart Vertical Resilient Stand | Hsu | 2021
147 | Heart Horizontal Resilient Stand | Hsu | 2021
147 | Heart Dorsal-Ventral Resilient Stand | Hsu | 2021
147 | Sternum Vertical Resilient Stand | Hsu | 2021
147 | Sternum Horizontal Resilient Stand | Hsu | 2021
147 | Sternum Dorsal-Ventral Resilient Stand | Hsu | 2021
147 | Right Hand Vertical Walk | Hsu | 2021
147 | Right Hand Horizontal Walk | Hsu | 2021
147 | Right Hand Dorsal-Ventral Walk | Hsu | 2021
147 | Left Hand Vertical Walk | Hsu | 2021
147 | Left Hand Horizontal Walk | Hsu | 2021
147 | Left Hand Dorsal-Ventral Walk | Hsu | 2021
147 | Left Carotid Vertical Walk | Hsu | 2021
147 | Left Carotid Horizontal Walk | Hsu | 2021
147 | Left Carotid Dorsal-Ventral Walk | Hsu | 2021
147 | Heart Vertical Walk | Hsu | 2021
147 | Heart Horizontal Walk | Hsu | 2021
147 | Heart Dorsal-Ventral Walk | Hsu | 2021
147 | Sternum Vertical Walk | Hsu | 2021
147 | Sternum Horizontal Walk | Hsu | 2021
147 | Sternum Dorsal-Ventral Walk | Hsu | 2021
147 | Right Hand Vertical Resilient Walk | Hsu | 2021
147 | Right Hand Horizontal Resilient Walk | Hsu | 2021
147 | Right Hand Dorsal-Ventral Resilient Walk | Hsu | 2021
147 | Left Hand Vertical Resilient Walk | Hsu | 2021
147 | Left Hand Horizontal Resilient Walk | Hsu | 2021
147 | Left Hand Dorsal-Ventral Resilient Walk | Hsu | 2021
147 | Left Carotid Vertical Resilient Walk | Hsu | 2021
147 | Left Carotid Horizontal Resilient Walk | Hsu | 2021
147 | Left Carotid Dorsal-Ventral Resilient Walk | Hsu | 2021
147 | Heart Vertical Resilient Walk | Hsu | 2021
147 | Heart Horizontal Resilient Walk | Hsu | 2021
147 | Heart Dorsal-Ventral Resilient Walk | Hsu | 2021
147 | Sternum Vertical Resilient Walk | Hsu | 2021
147 | Sternum Horizontal Resilient Walk | Hsu | 2021
147 | Sternum Dorsal-Ventral Resilient Walk | Hsu | 2021
147 | Right Hand Vertical Post-Exercise | Hsu | 2021
147 | Right Hand Horizontal Post-Exercise | Hsu | 2021
147 | Right Hand Dorsal-Ventral Post-Exercise | Hsu | 2021
147 | Left Hand Vertical Post-Exercise | Hsu | 2021
147 | Left Hand Horizontal Post-Exercise | Hsu | 2021
147 | Left Hand Dorsal-Ventral Post-Exercise | Hsu | 2021
147 | Left Carotid Vertical Post-Exercise | Hsu | 2021
147 | Left Carotid Horizontal Post-Exercise | Hsu | 2021
147 | Left Carotid Dorsal-Ventral Post-Exercise | Hsu | 2021
147 | Heart Vertical Post-Exercise | Hsu | 2021
147 | Heart Horizontal Post-Exercise | Hsu | 2021
147 | Heart Dorsal-Ventral Post-Exercise | Hsu | 2021
147 | Sternum Vertical Post-Exercise | Hsu | 2021
147 | Sternum Horizontal Post-Exercise | Hsu | 2021
147 | Sternum Dorsal-Ventral Post-Exercise | Hsu | 2021
147 | Right Hand Vertical Resilient Post-Exercise | Hsu | 2021
147 | Right Hand Horizontal Resilient Post-Exercise | Hsu | 2021
147 | Right Hand Dorsal-Ventral Resilient Post-Exercise | Hsu | 2021
147 | Left Hand Vertical Resilient Post-Exercise | Hsu | 2021
147 | Left Hand Horizontal Resilient Post-Exercise | Hsu | 2021
147 | Left Hand Dorsal-Ventral Resilient Post-Exercise | Hsu | 2021
147 | Left Carotid Vertical Resilient Post-Exercise | Hsu | 2021
147 | Left Carotid Horizontal Resilient Post-Exercise | Hsu | 2021
147 | Left Carotid Dorsal-Ventral Resilient Post-Exercise | Hsu | 2021
147 | Heart Vertical Resilient Post-Exercise | Hsu | 2021
147 | Heart Horizontal Resilient Post-Exercise | Hsu | 2021
147 | Heart Dorsal-Ventral Resilient Post-Exercise | Hsu | 2021
147 | Sternum Vertical Resilient Post-Exercise | Hsu | 2021
147 | Sternum Horizontal Resilient Post-Exercise | Hsu | 2021
147 | Sternum Dorsal-Ventral Resilient Post-Exercise | Hsu | 2021
189 | NN-FF intraday | Enamamu | 2017
189 | NN-FF 2 | Enamamu | 2017
189 | NN-FF 3 | Enamamu | 2017
189 | NN-FF best score | Enamamu | 2017
205 | PPG | Fahrid | 2019
205 | ECG | Fahrid | 2019
253 |  | Pasero | 2015
278 | S1 idle - S1 typing1 PPG | Martinho | 2018 | also includes "forearm" ECG, but this is an armrest.
278 | S1 idle - S1 touchpad PPG | Martinho | 2018
278 | S1 idle - S1 typing 2 PPG | Martinho | 2018
278 | S1 idle - S2 idle PPG | Martinho | 2018
278 | S1 idle - S1 typing1 ECG | Martinho | 2018
278 | S1 idle - S1 touchpad ECG | Martinho | 2018
278 | S1 idle - S1 typing 2 ECG | Martinho | 2018
278 | S1 idle - S2 idle ECG | Martinho | 2018
298 | static GBT | Zhao | 2022 | Not all experiments reported in detail - figures not extracted
298 | static 4 windows | Zhao | 2022
298 | static 6 windows | Zhao | 2022
298 | static 1min | Zhao | 2022
298 | static 5min | Zhao | 2022
298 | static SVM | Zhao | 2022
298 | static NN | Zhao | 2022
298 | static 25hz | Zhao | 2022
298 | far-wrist MA removal | Zhao | 2022
298 | far-wrist no MA removal | Zhao | 2022
298 | near-wrist MA removal | Zhao | 2022
298 | near-wrist no MA removal | Zhao | 2022
298 | static 2h | Zhao | 2022
298 | static 3h | Zhao | 2022
298 | static adaptive 3h | Zhao | 2022
298 | VMD+FastICA 12s | Zhao | 2022
298 | CEEMDAN + FastICA 12s | Zhao | 2022
298 | VMD+FastICA 24s | Zhao | 2022
298 | CEEMDAN + FastICA 24s | Zhao | 2022
305 | LR 30 EDA | Ekiz | 2020 | Part of a much larger study also including Accelerometer and skin temperature
305 | MLP 30 EDA | Ekiz | 2020
305 | RF 30 EDA | Ekiz | 2020
305 | LR 60 EDA | Ekiz | 2020
305 | MLP 60 EDA | Ekiz | 2020
305 | RF 60 EDA | Ekiz | 2020
305 | LR 120 EDA | Ekiz | 2020
305 | MLP 120 EDA | Ekiz | 2020
305 | RF 120 EDA | Ekiz | 2020
305 | LR 30 HRV | Ekiz | 2020
305 | MLP 30 HRV | Ekiz | 2020
305 | RF 30 HRV | Ekiz | 2020
305 | LR 60 HRV | Ekiz | 2020
305 | MLP 60 HRV | Ekiz | 2020
305 | RF 60 HRV | Ekiz | 2020
305 | LR 120 HRV | Ekiz | 2020
305 | MLP 120 HRV | Ekiz | 2020
305 | RF 120 HRV | Ekiz | 2020
305 | LR 30 EDA-HRV | Ekiz | 2020
305 | MLP 30 EDA-HRV | Ekiz | 2020
305 | RF 30 EDA-HRV | Ekiz | 2020
305 | LR 60 EDA-HRV | Ekiz | 2020
305 | MLP 60 EDA-HRV | Ekiz | 2020
305 | RF 60 EDA-HRV | Ekiz | 2020
305 | LR 120 EDA-HRV | Ekiz | 2020
305 | MLP 120 EDA-HRV | Ekiz | 2020
305 | RF 120 EDA-HRV | Ekiz | 2020
330 | Apple watch LR:ACC | Chandrashekhar | 2020
330 | Apple watch LR:MFCC | Chandrashekhar | 2020
330 | Apple watch LR:QRS | Chandrashekhar | 2020
330 | Apple watch LDA:ACC | Chandrashekhar | 2020
330 | Apple watch LDA:MFCC | Chandrashekhar | 2020
330 | Apple watch LDA:QRS | Chandrashekhar | 2020
330 | Apple watch SVM:ACC | Chandrashekhar | 2020
330 | Apple watch SVM:MFCC | Chandrashekhar | 2020
330 | Apple watch SVM:QRS | Chandrashekhar | 2020
330 | Apple watch RBF-SVM:ACC | Chandrashekhar | 2020
330 | Apple watch RBF-SVM:MFCC | Chandrashekhar | 2020
330 | Apple watch RBF-SVM:QRS | Chandrashekhar | 2020
330 | Apple watch KNN:ACC | Chandrashekhar | 2020
330 | Apple watch KNN:MFCC | Chandrashekhar | 2020
330 | Apple watch KNN:QRS | Chandrashekhar | 2020
330 | Apple watch DT:ACC | Chandrashekhar | 2020
330 | Apple watch DT:MFCC | Chandrashekhar | 2020
330 | Apple watch DT:QRS | Chandrashekhar | 2020
330 | Apple watch RF:ACC | Chandrashekhar | 2020
330 | Apple watch RF:MFCC | Chandrashekhar | 2020
330 | Apple watch RF:QRS | Chandrashekhar | 2020
401 | S1 in-sample 30HB s80 | Wu | 2025
401 | S1 out-of-sample 30HB s80 | Wu | 2025
401 | S1 out-of-sample 1HB | Wu | 2025
401 | S1 out-of-sample 5HB | Wu | 2025
401 | S1 out-of-sample 15HB | Wu | 2025
401 | S1 in-sample 1HB | Wu | 2025
401 | S1 out-of-sample 30HB s20 | Wu | 2025
401 | S1 out-of-sample 30HB s40 | Wu | 2025
401 | S1 out-of-sample 30HB s60 | Wu | 2025
401 | S1 in-sample 30HB s20 | Wu | 2025
401 | S1 in-sample s80 30HB low-HR | Wu | 2025
401 | S1 in-sample s80 30HB mid-HR | Wu | 2025
401 | S1 in-sample s80 30HB high-HR | Wu | 2025
401 | S1 out-of-sample s80 30HB low-HR | Wu | 2025
401 | S1 out-of-sample s80 30HB mid-HR | Wu | 2025
401 | S1 out-of-sample s80 30HB high-HR | Wu | 2025
401 | S2 in-sample s80 30HB low-low | Wu | 2025
401 | S2 in-sample s80 30HB low-mid | Wu | 2025
401 | S2 in-sample s80 30HB low-high | Wu | 2025
401 | S2 in-sample s80 30HB mid-low | Wu | 2025
401 | S2 in-sample s80 30HB mid-mid | Wu | 2025
401 | S2 in-sample s80 30HB mid-high | Wu | 2025
401 | S2 in-sample s80 30HB high-low | Wu | 2025
401 | S2 in-sample s80 30HB high-mid | Wu | 2025
401 | S2 in-sample s80 30HB high-high | Wu | 2025
401 | S2 out-of-sample s80 30HB low-low | Wu | 2025
401 | S2 out-of-sample s80 30HB low-mid | Wu | 2025
401 | S2 out-of-sample s80 30HB low-high | Wu | 2025
401 | S2 out-of-sample s80 30HB mid-low | Wu | 2025
401 | S2 out-of-sample s80 30HB mid-mid | Wu | 2025
401 | S2 out-of-sample s80 30HB mid-high | Wu | 2025
401 | S2 out-of-sample s80 30HB high-low | Wu | 2025
401 | S2 out-of-sample s80 30HB high-mid | Wu | 2025
401 | S2 out-of-sample s80 30HB high-high | Wu | 2025
61 | L1HR binary SVM | Vhaduri | 2021
61 | L3aHR+Resp binary SVM | Vhaduri | 2021
61 | L1HR unary SVM | Vhaduri | 2021
61 | L3aHR+Resp unary SVM | Vhaduri | 2021
495 | S1 | Nawawi | 2024
495 | S2 | Nawawi | 2024
495 | S3 | Nawawi | 2024
495 | S4 | Nawawi | 2024
495 | S5 | Nawawi | 2024
475 | LSTM / PM 1 subject | Chang | 2024
475 | LSTM / PM 2 subject | Chang | 2024
475 | LSTM / PM 3 subject | Chang | 2024
475 | LSTM / PM 4 subject | Chang | 2024
475 | LSTM / PM 5 subject | Chang | 2024
475 | AE / PM 1 subject | Chang | 2024
475 | AE / PM 2 subject | Chang | 2024
475 | AE / PM 3 subject | Chang | 2024
475 | AE / PM 4 subject | Chang | 2024
475 | AE / PM 5 subject | Chang | 2024
460 | 460.0.1 | Šprager | 2017 | Describes several experiments, but does not report the aggregate numbers (only figures). Insufficient description of algorithm, validation
459 | level 1 | Enamamu | 2017 | always writes about ECG, but all devices tested actually use PPG
459 | level 2 | Enamamu | 2017
459 | level 3 | Enamamu | 2017
459 | level 4 | Enamamu | 2017
459 | level fusion | Enamamu | 2017
455 | time | Repcik | 2020
455 | wavelet | Repcik | 2020
455 | DL | Repcik | 2020
447 | ResNet50 1s Sc2 | Yeşilkaya | 2025
447 | ResNet50 1s Sc4 | Yeşilkaya | 2025
447 | ResNet50 1s Sc10 | Yeşilkaya | 2025
447 | ResNet50 1s Sp2 | Yeşilkaya | 2025
447 | ResNet50 1s Sp4 | Yeşilkaya | 2025
447 | ResNet50 1s Sp10 | Yeşilkaya | 2025
447 | ResNet50 1s Mel2 | Yeşilkaya | 2025
447 | ResNet50 1s Mel4 | Yeşilkaya | 2025
447 | ResNet50 1s Mel10 | Yeşilkaya | 2025
447 | ResNet50 3s Sc2 | Yeşilkaya | 2025
447 | ResNet50 3s Sc4 | Yeşilkaya | 2025
447 | ResNet50 3s Sc10 | Yeşilkaya | 2025
447 | ResNet50 3s Sp2 | Yeşilkaya | 2025
447 | ResNet50 3s Sp4 | Yeşilkaya | 2025
447 | ResNet50 3s Sp10 | Yeşilkaya | 2025
447 | ResNet50 3s Mel2 | Yeşilkaya | 2025
447 | ResNet50 3s Mel4 | Yeşilkaya | 2025
447 | ResNet50 3s Mel10 | Yeşilkaya | 2025
447 | ResNet50 5s Sc2 | Yeşilkaya | 2025
447 | ResNet50 5s Sc4 | Yeşilkaya | 2025
447 | ResNet50 5s Sc10 | Yeşilkaya | 2025
447 | ResNet50 5s Sp2 | Yeşilkaya | 2025
447 | ResNet50 5s Sp4 | Yeşilkaya | 2025
447 | ResNet50 5s Sp10 | Yeşilkaya | 2025
447 | ResNet50 5s Mel2 | Yeşilkaya | 2025
447 | ResNet50 5s Mel4 | Yeşilkaya | 2025
447 | ResNet50 5s Mel10 | Yeşilkaya | 2025
447 | DensNet201 1s Sc2 | Yeşilkaya | 2025
447 | DensNet201 1s Sc4 | Yeşilkaya | 2025
447 | DensNet201 1s Sc10 | Yeşilkaya | 2025
447 | DensNet201 1s Sp2 | Yeşilkaya | 2025
447 | DensNet201 1s Sp4 | Yeşilkaya | 2025
447 | DensNet201 1s Sp10 | Yeşilkaya | 2025
447 | DensNet201 1s Mel2 | Yeşilkaya | 2025
447 | DensNet201 1s Mel4 | Yeşilkaya | 2025
447 | DensNet201 1s Mel10 | Yeşilkaya | 2025
447 | DensNet201 3s Sc2 | Yeşilkaya | 2025
447 | DensNet201 3s Sc4 | Yeşilkaya | 2025
447 | DensNet201 3s Sc10 | Yeşilkaya | 2025
447 | DensNet201 3s Sp2 | Yeşilkaya | 2025
447 | DensNet201 3s Sp4 | Yeşilkaya | 2025
447 | DensNet201 3s Sp10 | Yeşilkaya | 2025
447 | DensNet201 3s Mel2 | Yeşilkaya | 2025
447 | DensNet201 3s Mel4 | Yeşilkaya | 2025
447 | DensNet201 3s Mel10 | Yeşilkaya | 2025
447 | DensNet201 5s Sc2 | Yeşilkaya | 2025
447 | DensNet201 5s Sc4 | Yeşilkaya | 2025
447 | DensNet201 5s Sc10 | Yeşilkaya | 2025
447 | DensNet201 5s Sp2 | Yeşilkaya | 2025
447 | DensNet201 5s Sp4 | Yeşilkaya | 2025
447 | DensNet201 5s Sp10 | Yeşilkaya | 2025
447 | DensNet201 5s Mel2 | Yeşilkaya | 2025
447 | DensNet201 5s Mel4 | Yeşilkaya | 2025
447 | DensNet201 5s Mel10 | Yeşilkaya | 2025
447 | ResNet50 1s Sc2 Resting | Yeşilkaya | 2025
447 | ResNet50 1s Sc4 Resting | Yeşilkaya | 2025
447 | ResNet50 1s Sc10 Resting | Yeşilkaya | 2025
447 | ResNet50 1s Sp2 Resting | Yeşilkaya | 2025
447 | ResNet50 1s Sp4 Resting | Yeşilkaya | 2025
447 | ResNet50 1s Sp10 Resting | Yeşilkaya | 2025
447 | ResNet50 1s Mel2 Resting | Yeşilkaya | 2025
447 | ResNet50 1s Mel4 Resting | Yeşilkaya | 2025
447 | ResNet50 1s Mel10 Resting | Yeşilkaya | 2025
447 | ResNet50 3s Sc2 Resting | Yeşilkaya | 2025
447 | ResNet50 3s Sc4 Resting | Yeşilkaya | 2025
447 | ResNet50 3s Sc10 Resting | Yeşilkaya | 2025
447 | ResNet50 3s Sp2 Resting | Yeşilkaya | 2025
447 | ResNet50 3s Sp4 Resting | Yeşilkaya | 2025
447 | ResNet50 3s Sp10 Resting | Yeşilkaya | 2025
447 | ResNet50 3s Mel2 Resting | Yeşilkaya | 2025
447 | ResNet50 3s Mel4 Resting | Yeşilkaya | 2025
447 | ResNet50 3s Mel10 Resting | Yeşilkaya | 2025
447 | ResNet50 5s Sc2 Resting | Yeşilkaya | 2025
447 | ResNet50 5s Sc4 Resting | Yeşilkaya | 2025
447 | ResNet50 5s Sc10 Resting | Yeşilkaya | 2025
447 | ResNet50 5s Sp2 Resting | Yeşilkaya | 2025
447 | ResNet50 5s Sp4 Resting | Yeşilkaya | 2025
447 | ResNet50 5s Sp10 Resting | Yeşilkaya | 2025
447 | ResNet50 5s Mel2 Resting | Yeşilkaya | 2025
447 | ResNet50 5s Mel4 Resting | Yeşilkaya | 2025
447 | ResNet50 5s Mel10 Resting | Yeşilkaya | 2025
447 | ResNet50 1s Sc2 Walking | Yeşilkaya | 2025
447 | ResNet50 1s Sc4 Walking | Yeşilkaya | 2025
447 | ResNet50 1s Sc10 Walking | Yeşilkaya | 2025
447 | ResNet50 1s Sp2 Walking | Yeşilkaya | 2025
447 | ResNet50 1s Sp4 Walking | Yeşilkaya | 2025
447 | ResNet50 1s Sp10 Walking | Yeşilkaya | 2025
447 | ResNet50 1s Mel2 Walking | Yeşilkaya | 2025
447 | ResNet50 1s Mel4 Walking | Yeşilkaya | 2025
447 | ResNet50 1s Mel10 Walking | Yeşilkaya | 2025
447 | ResNet50 3s Sc2 Walking | Yeşilkaya | 2025
447 | ResNet50 3s Sc4 Walking | Yeşilkaya | 2025
447 | ResNet50 3s Sc10 Walking | Yeşilkaya | 2025
447 | ResNet50 3s Sp2 Walking | Yeşilkaya | 2025
447 | ResNet50 3s Sp4 Walking | Yeşilkaya | 2025
447 | ResNet50 3s Sp10 Walking | Yeşilkaya | 2025
447 | ResNet50 3s Mel2 Walking | Yeşilkaya | 2025
447 | ResNet50 3s Mel4 Walking | Yeşilkaya | 2025
447 | ResNet50 3s Mel10 Walking | Yeşilkaya | 2025
447 | ResNet50 5s Sc2 Walking | Yeşilkaya | 2025
447 | ResNet50 5s Sc4 Walking | Yeşilkaya | 2025
447 | ResNet50 5s Sc10 Walking | Yeşilkaya | 2025
447 | ResNet50 5s Sp2 Walking | Yeşilkaya | 2025
447 | ResNet50 5s Sp4 Walking | Yeşilkaya | 2025
447 | ResNet50 5s Sp10 Walking | Yeşilkaya | 2025
447 | ResNet50 5s Mel2 Walking | Yeşilkaya | 2025
447 | ResNet50 5s Mel4 Walking | Yeşilkaya | 2025
447 | ResNet50 5s Mel10 Walking | Yeşilkaya | 2025
447 | ResNet50 1s Sc2 Standing | Yeşilkaya | 2025
447 | ResNet50 1s Sc4 Standing | Yeşilkaya | 2025
447 | ResNet50 1s Sc10 Standing | Yeşilkaya | 2025
447 | ResNet50 1s Sp2 Standing | Yeşilkaya | 2025
447 | ResNet50 1s Sp4 Standing | Yeşilkaya | 2025
447 | ResNet50 1s Sp10 Standing | Yeşilkaya | 2025
447 | ResNet50 1s Mel2 Standing | Yeşilkaya | 2025
447 | ResNet50 1s Mel4 Standing | Yeşilkaya | 2025
447 | ResNet50 1s Mel10 Standing | Yeşilkaya | 2025
447 | ResNet50 3s Sc2 Standing | Yeşilkaya | 2025
447 | ResNet50 3s Sc4 Standing | Yeşilkaya | 2025
447 | ResNet50 3s Sc10 Standing | Yeşilkaya | 2025
447 | ResNet50 3s Sp2 Standing | Yeşilkaya | 2025
447 | ResNet50 3s Sp4 Standing | Yeşilkaya | 2025
447 | ResNet50 3s Sp10 Standing | Yeşilkaya | 2025
447 | ResNet50 3s Mel2 Standing | Yeşilkaya | 2025
447 | ResNet50 3s Mel4 Standing | Yeşilkaya | 2025
447 | ResNet50 3s Mel10 Standing | Yeşilkaya | 2025
447 | ResNet50 5s Sc2 Standing | Yeşilkaya | 2025
447 | ResNet50 5s Sc4 Standing | Yeşilkaya | 2025
447 | ResNet50 5s Sc10 Standing | Yeşilkaya | 2025
447 | ResNet50 5s Sp2 Standing | Yeşilkaya | 2025
447 | ResNet50 5s Sp4 Standing | Yeşilkaya | 2025
447 | ResNet50 5s Sp10 Standing | Yeşilkaya | 2025
447 | ResNet50 5s Mel2 Standing | Yeşilkaya | 2025
447 | ResNet50 5s Mel4 Standing | Yeşilkaya | 2025
447 | ResNet50 5s Mel10 Standing | Yeşilkaya | 2025
447 | ResNet50 1s Sc2 walking | Yeşilkaya | 2025
447 | ResNet50 1s Sc4 walking | Yeşilkaya | 2025
447 | ResNet50 1s Sc10 walking | Yeşilkaya | 2025
447 | ResNet50 1s Sp2 walking | Yeşilkaya | 2025
447 | ResNet50 1s Sp4 walking | Yeşilkaya | 2025
447 | ResNet50 1s Sp10 walking | Yeşilkaya | 2025
447 | ResNet50 1s Mel2 walking | Yeşilkaya | 2025
447 | ResNet50 1s Mel4 walking | Yeşilkaya | 2025
447 | ResNet50 1s Mel10 walking | Yeşilkaya | 2025
447 | ResNet50 3s Sc2 walking | Yeşilkaya | 2025
447 | ResNet50 3s Sc4 walking | Yeşilkaya | 2025
447 | ResNet50 3s Sc10 walking | Yeşilkaya | 2025
447 | ResNet50 3s Sp2 walking | Yeşilkaya | 2025
447 | ResNet50 3s Sp4 walking | Yeşilkaya | 2025
447 | ResNet50 3s Sp10 walking | Yeşilkaya | 2025
447 | ResNet50 3s Mel2 walking | Yeşilkaya | 2025
447 | ResNet50 3s Mel4 walking | Yeşilkaya | 2025
447 | ResNet50 3s Mel10 walking | Yeşilkaya | 2025
447 | ResNet50 5s Sc2 walking | Yeşilkaya | 2025
447 | ResNet50 5s Sc4 walking | Yeşilkaya | 2025
447 | ResNet50 5s Sc10 walking | Yeşilkaya | 2025
447 | ResNet50 5s Sp2 walking | Yeşilkaya | 2025
447 | ResNet50 5s Sp4 walking | Yeşilkaya | 2025
447 | ResNet50 5s Sp10 walking | Yeşilkaya | 2025
447 | ResNet50 5s Mel2 walking | Yeşilkaya | 2025
447 | ResNet50 5s Mel4 walking | Yeşilkaya | 2025
447 | ResNet50 5s Mel10 walking | Yeşilkaya | 2025
447 | DenseNet201 1s Sc2 Resting | Yeşilkaya | 2025
447 | DenseNet201 1s Sc4 Resting | Yeşilkaya | 2025
447 | DenseNet201 1s Sc10 Resting | Yeşilkaya | 2025
447 | DenseNet201 1s Sp2 Resting | Yeşilkaya | 2025
447 | DenseNet201 1s Sp4 Resting | Yeşilkaya | 2025
447 | DenseNet201 1s Sp10 Resting | Yeşilkaya | 2025
447 | DenseNet201 1s Mel2 Resting | Yeşilkaya | 2025
447 | DenseNet201 1s Mel4 Resting | Yeşilkaya | 2025
447 | DenseNet201 1s Mel10 Resting | Yeşilkaya | 2025
447 | DenseNet201 3s Sc2 Resting | Yeşilkaya | 2025
447 | DenseNet201 3s Sc4 Resting | Yeşilkaya | 2025
447 | DenseNet201 3s Sc10 Resting | Yeşilkaya | 2025
447 | DenseNet201 3s Sp2 Resting | Yeşilkaya | 2025
447 | DenseNet201 3s Sp4 Resting | Yeşilkaya | 2025
447 | DenseNet201 3s Sp10 Resting | Yeşilkaya | 2025
447 | DenseNet201 3s Mel2 Resting | Yeşilkaya | 2025
447 | DenseNet201 3s Mel4 Resting | Yeşilkaya | 2025
447 | DenseNet201 3s Mel10 Resting | Yeşilkaya | 2025
447 | DenseNet201 5s Sc2 Resting | Yeşilkaya | 2025
447 | DenseNet201 5s Sc4 Resting | Yeşilkaya | 2025
447 | DenseNet201 5s Sc10 Resting | Yeşilkaya | 2025
447 | DenseNet201 5s Sp2 Resting | Yeşilkaya | 2025
447 | DenseNet201 5s Sp4 Resting | Yeşilkaya | 2025
447 | DenseNet201 5s Sp10 Resting | Yeşilkaya | 2025
447 | DenseNet201 5s Mel2 Resting | Yeşilkaya | 2025
447 | DenseNet201 5s Mel4 Resting | Yeşilkaya | 2025
447 | DenseNet201 5s Mel10 Resting | Yeşilkaya | 2025
447 | DenseNet201 1s Sc2 Walking | Yeşilkaya | 2025
447 | DenseNet201 1s Sc4 Walking | Yeşilkaya | 2025
447 | DenseNet201 1s Sc10 Walking | Yeşilkaya | 2025
447 | DenseNet201 1s Sp2 Walking | Yeşilkaya | 2025
447 | DenseNet201 1s Sp4 Walking | Yeşilkaya | 2025
447 | DenseNet201 1s Sp10 Walking | Yeşilkaya | 2025
447 | DenseNet201 1s Mel2 Walking | Yeşilkaya | 2025
447 | DenseNet201 1s Mel4 Walking | Yeşilkaya | 2025
447 | DenseNet201 1s Mel10 Walking | Yeşilkaya | 2025
447 | DenseNet201 3s Sc2 Walking | Yeşilkaya | 2025
447 | DenseNet201 3s Sc4 Walking | Yeşilkaya | 2025
447 | DenseNet201 3s Sc10 Walking | Yeşilkaya | 2025
447 | DenseNet201 3s Sp2 Walking | Yeşilkaya | 2025
447 | DenseNet201 3s Sp4 Walking | Yeşilkaya | 2025
447 | DenseNet201 3s Sp10 Walking | Yeşilkaya | 2025
447 | DenseNet201 3s Mel2 Walking | Yeşilkaya | 2025
447 | DenseNet201 3s Mel4 Walking | Yeşilkaya | 2025
447 | DenseNet201 3s Mel10 Walking | Yeşilkaya | 2025
447 | DenseNet201 5s Sc2 Walking | Yeşilkaya | 2025
447 | DenseNet201 5s Sc4 Walking | Yeşilkaya | 2025
447 | DenseNet201 5s Sc10 Walking | Yeşilkaya | 2025
447 | DenseNet201 5s Sp2 Walking | Yeşilkaya | 2025
447 | DenseNet201 5s Sp4 Walking | Yeşilkaya | 2025
447 | DenseNet201 5s Sp10 Walking | Yeşilkaya | 2025
447 | DenseNet201 5s Mel2 Walking | Yeşilkaya | 2025
447 | DenseNet201 5s Mel4 Walking | Yeşilkaya | 2025
447 | DenseNet201 5s Mel10 Walking | Yeşilkaya | 2025
447 | DenseNet201 1s Sc2 Standing | Yeşilkaya | 2025
447 | DenseNet201 1s Sc4 Standing | Yeşilkaya | 2025
447 | DenseNet201 1s Sc10 Standing | Yeşilkaya | 2025
447 | DenseNet201 1s Sp2 Standing | Yeşilkaya | 2025
447 | DenseNet201 1s Sp4 Standing | Yeşilkaya | 2025
447 | DenseNet201 1s Sp10 Standing | Yeşilkaya | 2025
447 | DenseNet201 1s Mel2 Standing | Yeşilkaya | 2025
447 | DenseNet201 1s Mel4 Standing | Yeşilkaya | 2025
447 | DenseNet201 1s Mel10 Standing | Yeşilkaya | 2025
447 | DenseNet201 3s Sc2 Standing | Yeşilkaya | 2025
447 | DenseNet201 3s Sc4 Standing | Yeşilkaya | 2025
447 | DenseNet201 3s Sc10 Standing | Yeşilkaya | 2025
447 | DenseNet201 3s Sp2 Standing | Yeşilkaya | 2025
447 | DenseNet201 3s Sp4 Standing | Yeşilkaya | 2025
447 | DenseNet201 3s Sp10 Standing | Yeşilkaya | 2025
447 | DenseNet201 3s Mel2 Standing | Yeşilkaya | 2025
447 | DenseNet201 3s Mel4 Standing | Yeşilkaya | 2025
447 | DenseNet201 3s Mel10 Standing | Yeşilkaya | 2025
447 | DenseNet201 5s Sc2 Standing | Yeşilkaya | 2025
447 | DenseNet201 5s Sc4 Standing | Yeşilkaya | 2025
447 | DenseNet201 5s Sc10 Standing | Yeşilkaya | 2025
447 | DenseNet201 5s Sp2 Standing | Yeşilkaya | 2025
447 | DenseNet201 5s Sp4 Standing | Yeşilkaya | 2025
447 | DenseNet201 5s Sp10 Standing | Yeşilkaya | 2025
447 | DenseNet201 5s Mel2 Standing | Yeşilkaya | 2025
447 | DenseNet201 5s Mel4 Standing | Yeşilkaya | 2025
447 | DenseNet201 5s Mel10 Standing | Yeşilkaya | 2025
447 | DenseNet201 1s Sc2 walking | Yeşilkaya | 2025
447 | DenseNet201 1s Sc4 walking | Yeşilkaya | 2025
447 | DenseNet201 1s Sc10 walking | Yeşilkaya | 2025
447 | DenseNet201 1s Sp2 walking | Yeşilkaya | 2025
447 | DenseNet201 1s Sp4 walking | Yeşilkaya | 2025
447 | DenseNet201 1s Sp10 walking | Yeşilkaya | 2025
447 | DenseNet201 1s Mel2 walking | Yeşilkaya | 2025
447 | DenseNet201 1s Mel4 walking | Yeşilkaya | 2025
447 | DenseNet201 1s Mel10 walking | Yeşilkaya | 2025
447 | DenseNet201 3s Sc2 walking | Yeşilkaya | 2025
447 | DenseNet201 3s Sc4 walking | Yeşilkaya | 2025
447 | DenseNet201 3s Sc10 walking | Yeşilkaya | 2025
447 | DenseNet201 3s Sp2 walking | Yeşilkaya | 2025
447 | DenseNet201 3s Sp4 walking | Yeşilkaya | 2025
447 | DenseNet201 3s Sp10 walking | Yeşilkaya | 2025
447 | DenseNet201 3s Mel2 walking | Yeşilkaya | 2025
447 | DenseNet201 3s Mel4 walking | Yeşilkaya | 2025
447 | DenseNet201 3s Mel10 walking | Yeşilkaya | 2025
447 | DenseNet201 5s Sc2 walking | Yeşilkaya | 2025
447 | DenseNet201 5s Sc4 walking | Yeşilkaya | 2025
447 | DenseNet201 5s Sc10 walking | Yeşilkaya | 2025
447 | DenseNet201 5s Sp2 walking | Yeşilkaya | 2025
447 | DenseNet201 5s Sp4 walking | Yeşilkaya | 2025
447 | DenseNet201 5s Sp10 walking | Yeşilkaya | 2025
447 | DenseNet201 5s Mel2 walking | Yeşilkaya | 2025
447 | DenseNet201 5s Mel4 walking | Yeşilkaya | 2025
447 | DenseNet201 5s Mel10 walking | Yeşilkaya | 2025
445 | 445.0.1 / A1 | Nawawi | 2023 | sehr ähnlich zu 495?; https://support.hexoskin.com/applying-conductive-cream-on-the-cardiac-sensors
445 | 445.0.1 / A2 | Nawawi | 2023 | sehr ähnlich zu 495?; https://support.hexoskin.com/applying-conductive-cream-on-the-cardiac-sensors
445 | 445.0.1 / A3 | Nawawi | 2023 | sehr ähnlich zu 495?; https://support.hexoskin.com/applying-conductive-cream-on-the-cardiac-sensors
445 | 445.0.1 / B1 | Nawawi | 2023 | sehr ähnlich zu 495?; https://support.hexoskin.com/applying-conductive-cream-on-the-cardiac-sensors
445 | 445.0.1 / B2 | Nawawi | 2023 | sehr ähnlich zu 495?; https://support.hexoskin.com/applying-conductive-cream-on-the-cardiac-sensors
445 | 445.0.1 / C | Nawawi | 2023 | sehr ähnlich zu 495?; https://support.hexoskin.com/applying-conductive-cream-on-the-cardiac-sensors
486 | 486.0.1 / Exp 2 Bior1.1 D1 | Enamamu | 2020
486 | 486.0.1 / Exp 2 Bior1.1 A1 | Enamamu | 2020
486 | 486.0.1 / Exp 2 Bior1.1 D2 | Enamamu | 2020
486 | 486.0.1 / Exp 2 Bior1.1 A2 | Enamamu | 2020
486 | 486.0.1 / Exp 2 Bior1.1 D3 | Enamamu | 2020
486 | 486.0.1 / Exp 2 Bior1.1 A3 | Enamamu | 2020
486 | 486.0.1 / Exp 2 Bior1.3 D1 | Enamamu | 2020
486 | 486.0.1 / Exp 2 Bior1.3 A1 | Enamamu | 2020
486 | 486.0.1 / Exp 2 Bior1.3 D2 | Enamamu | 2020
486 | 486.0.1 / Exp 2 Bior1.3 A2 | Enamamu | 2020
486 | 486.0.1 / Exp 2 Bior1.3 D3 | Enamamu | 2020
486 | 486.0.1 / Exp 2 Bior1.3 A3 | Enamamu | 2020
486 | 486.0.1 / Exp 2 Bior1.5 D1 | Enamamu | 2020
486 | 486.0.1 / Exp 2 Bior1.5 A1 | Enamamu | 2020
486 | 486.0.1 / Exp 2 Bior1.5 D2 | Enamamu | 2020
486 | 486.0.1 / Exp 2 Bior1.5 A2 | Enamamu | 2020
486 | 486.0.1 / Exp 2 Bior1.5 D3 | Enamamu | 2020
486 | 486.0.1 / Exp 2 Bior1.5 A3 | Enamamu | 2020
486 | 486.0.1 / Exp 2 Bior2.2 D1 | Enamamu | 2020
486 | 486.0.1 / Exp 2 Bior2.2 A1 | Enamamu | 2020
486 | 486.0.1 / Exp 2 Bior2.2 D2 | Enamamu | 2020
486 | 486.0.1 / Exp 2 Bior2.2 A2 | Enamamu | 2020
486 | 486.0.1 / Exp 2 Bior2.2 D3 | Enamamu | 2020
486 | 486.0.1 / Exp 2 Bior2.2 A3 | Enamamu | 2020
486 | 486.0.1 / Exp 2 Bior2.4 D1 | Enamamu | 2020
486 | 486.0.1 / Exp 2 Bior2.4 A1 | Enamamu | 2020
486 | 486.0.1 / Exp 2 Bior2.4 D2 | Enamamu | 2020
486 | 486.0.1 / Exp 2 Bior2.4 A2 | Enamamu | 2020
486 | 486.0.1 / Exp 2 Bior2.4 D3 | Enamamu | 2020
486 | 486.0.1 / Exp 2 Bior2.4 A3 | Enamamu | 2020
486 | 486.0.1 / Exp 2 Bior2.6 D1 | Enamamu | 2020
486 | 486.0.1 / Exp 2 Bior2.6 A1 | Enamamu | 2020
486 | 486.0.1 / Exp 2 Bior2.6 D2 | Enamamu | 2020
486 | 486.0.1 / Exp 2 Bior2.6 A2 | Enamamu | 2020
486 | 486.0.1 / Exp 2 Bior2.6 D3 | Enamamu | 2020
486 | 486.0.1 / Exp 2 Bior2.6 A3 | Enamamu | 2020
486 | 486.0.1 / Exp 2 Bior2.8 D1 | Enamamu | 2020
486 | 486.0.1 / Exp 2 Bior2.8 A1 | Enamamu | 2020
486 | 486.0.1 / Exp 2 Bior2.8 D2 | Enamamu | 2020
486 | 486.0.1 / Exp 2 Bior2.8 A2 | Enamamu | 2020
486 | 486.0.1 / Exp 2 Bior2.8 D3 | Enamamu | 2020
486 | 486.0.1 / Exp 2 Bior2.8 A3 | Enamamu | 2020
486 | 486.0.1 / Exp 2 Bior3.1 D1 | Enamamu | 2020
486 | 486.0.1 / Exp 2 Bior3.1 A1 | Enamamu | 2020
486 | 486.0.1 / Exp 2 Bior3.1 D2 | Enamamu | 2020
486 | 486.0.1 / Exp 2 Bior3.1 A2 | Enamamu | 2020
486 | 486.0.1 / Exp 2 Bior3.1 D3 | Enamamu | 2020
486 | 486.0.1 / Exp 2 Bior3.1 A3 | Enamamu | 2020
486 | 486.0.1 / Exp 2 Bior3.3 D1 | Enamamu | 2020
486 | 486.0.1 / Exp 2 Bior3.3 A1 | Enamamu | 2020
486 | 486.0.1 / Exp 2 Bior3.3 D2 | Enamamu | 2020
486 | 486.0.1 / Exp 2 Bior3.3 A2 | Enamamu | 2020
486 | 486.0.1 / Exp 2 Bior3.3 D3 | Enamamu | 2020
486 | 486.0.1 / Exp 2 Bior3.3 A3 | Enamamu | 2020
486 | 486.0.1 / Exp 2 Bior3.5 D1 | Enamamu | 2020
486 | 486.0.1 / Exp 2 Bior3.5 A1 | Enamamu | 2020
486 | 486.0.1 / Exp 2 Bior3.5 D2 | Enamamu | 2020
486 | 486.0.1 / Exp 2 Bior3.5 A2 | Enamamu | 2020
486 | 486.0.1 / Exp 2 Bior3.5 D3 | Enamamu | 2020
486 | 486.0.1 / Exp 2 Bior3.5 A3 | Enamamu | 2020
486 | 486.0.1 / Exp 2 Bior3.7 D1 | Enamamu | 2020
486 | 486.0.1 / Exp 2 Bior3.7 A1 | Enamamu | 2020
486 | 486.0.1 / Exp 2 Bior3.7 D2 | Enamamu | 2020
486 | 486.0.1 / Exp 2 Bior3.7 A2 | Enamamu | 2020
486 | 486.0.1 / Exp 2 Bior3.7 D3 | Enamamu | 2020
486 | 486.0.1 / Exp 2 Bior3.7 A3 | Enamamu | 2020
486 | 486.0.1 / Exp 2 Bior3.9 D1 | Enamamu | 2020
486 | 486.0.1 / Exp 2 Bior3.9 A1 | Enamamu | 2020
486 | 486.0.1 / Exp 2 Bior3.9 D2 | Enamamu | 2020
486 | 486.0.1 / Exp 2 Bior3.9 A2 | Enamamu | 2020
486 | 486.0.1 / Exp 2 Bior3.9 D3 | Enamamu | 2020
486 | 486.0.1 / Exp 2 Bior3.9 A3 | Enamamu | 2020
486 | 486.0.1 / Exp 2 Bior4.4 D1 | Enamamu | 2020
486 | 486.0.1 / Exp 2 Bior4.4 A1 | Enamamu | 2020
486 | 486.0.1 / Exp 2 Bior4.4 D2 | Enamamu | 2020
486 | 486.0.1 / Exp 2 Bior4.4 A2 | Enamamu | 2020
486 | 486.0.1 / Exp 2 Bior4.4 D3 | Enamamu | 2020
486 | 486.0.1 / Exp 2 Bior4.4 A3 | Enamamu | 2020
486 | 486.0.1 / Exp 2 Bior5.5 D1 | Enamamu | 2020
486 | 486.0.1 / Exp 2 Bior5.5 A1 | Enamamu | 2020
486 | 486.0.1 / Exp 2 Bior5.5 D2 | Enamamu | 2020
486 | 486.0.1 / Exp 2 Bior5.5 A2 | Enamamu | 2020
486 | 486.0.1 / Exp 2 Bior5.5 D3 | Enamamu | 2020
486 | 486.0.1 / Exp 2 Bior5.5 A3 | Enamamu | 2020
486 | 486.0.1 / Exp 2 Bior6.8 D1 | Enamamu | 2020
486 | 486.0.1 / Exp 2 Bior6.8 A1 | Enamamu | 2020
486 | 486.0.1 / Exp 2 Bior6.8 D2 | Enamamu | 2020
486 | 486.0.1 / Exp 2 Bior6.8 A2 | Enamamu | 2020
486 | 486.0.1 / Exp 2 Bior6.8 D3 | Enamamu | 2020
486 | 486.0.1 / Exp 2 Bior6.8 A3 | Enamamu | 2020
486 | 486.0.1 / Exp 3 Bior1.1 Approx. Coefficient Fusion | Enamamu | 2020 | all 3 types of approx coef fusion for Bior 1.1
486 | 486.0.1 / Exp 3 Bior1.1 Coefficient Fusion | Enamamu | 2020 | all 3 types of coef fusion for Bior 1.1
486 | 486.0.1 / Exp 3 Bior1.3 Approx. Coefficient Fusion | Enamamu | 2020 | all 3 types of approx coef fusion for Bior 1.3
486 | 486.0.1 / Exp 3 Bior1.3 Coefficient Fusion | Enamamu | 2020 | all 3 types of coef fusion for Bior 1.3
486 | Approx | Enamamu | 2020 | the overall fusion of the approximate across all Bior
486 | Coef | Enamamu | 2020 | the overall fusion of the coef across all Bior
382 | 382.0.1 HR CNN | Vhaduri | 2024
382 | 382.0.1 HR RNN | Vhaduri | 2024
382 | 382.0.1 HR CRNN | Vhaduri | 2024
382 | 382.0.1 HRB CNN | Vhaduri | 2024
382 | 382.0.1 HRB RNN | Vhaduri | 2024
382 | 382.0.1 HRB CRNN | Vhaduri | 2024
374 | 374.0.1 | Biswas | 2019 | Biswas & Everson - follow up paper to 266 with similar modeling strategy and setup
266 | 15 15 20 15 | Everson | 2018 | Compares 12 different hyperparameter settings (window size and number for convolutional net) on a wearable wristband using the public TROICA data set
266 | 15 15 30 15 | Everson | 2018
266 | 15 15 40 15 | Everson | 2018
266 | 15 15 50 15 | Everson | 2018
266 | 30 15 20 15 | Everson | 2018
266 | 30 15 30 15 | Everson | 2018
266 | 30 15 40 15 | Everson | 2018
266 | 30 15 50 15 | Everson | 2018
266 | 30 32 20 15 | Everson | 2018
266 | 30 32 30 32 | Everson | 2018
266 | 30 32 40 32 | Everson | 2018
266 | 30 32 50 32 | Everson | 2018

## Signal type and acquisition
id | experience | modality | vital parameter | data set | user characteristics | device | sampling frequency | number of channels / electrodes | acquisition time | number of individuals | conditions | time interval | acquisition environment
28 |  | PPG | BVP | excerpt of PPG-DaLiA | Bosch employees and students (Germany), 7m 8f 30.60 ± 9.59 y | Empatica E4 | 64 Hz |  | 15 min | 15 | during driving task | one session | in car
36 | Hexoskin M50 NB | ECG | HR | Vollmer DB | healthy subjects | Hexoskin Hx1 | 256 Hz | 3 electrodes | 4x5 min | 13 | resting, walking, standing and uphill walking | one session | unclear, experimental
36 | Hexoskin M40 NB | ECG | HR | Vollmer DB | healthy subjects | Hexoskin Hx1 | 256 Hz | 3 electrodes | 4x5 min | 13 | resting, walking, standing and uphill walking | one session | unclear, experimental
36 | Hexoskin M30 NB | ECG | HR | Vollmer DB | healthy subjects | Hexoskin Hx1 | 256 Hz | 3 electrodes | 4x5 min | 13 | resting, walking, standing and uphill walking | one session | unclear, experimental
36 | Hexoskin E50 NB | ECG | HR | Vollmer DB | healthy subjects | Hexoskin Hx1 | 256 Hz | 3 electrodes | 4x5 min | 13 | resting, walking, standing and uphill walking | one session | unclear, experimental
36 | Hexoskin E40 NB | ECG | HR | Vollmer DB | healthy subjects | Hexoskin Hx1 | 256 Hz | 3 electrodes | 4x5 min | 13 | resting, walking, standing and uphill walking | one session | unclear, experimental
36 | Hexoskin E30 NB | ECG | HR | Vollmer DB | healthy subjects | Hexoskin Hx1 | 256 Hz | 3 electrodes | 4x5 min | 13 | resting, walking, standing and uphill walking | one session | unclear, experimental
36 | Hexoskin M50 DT | ECG | HR | Vollmer DB | healthy subjects | Hexoskin Hx1 | 256 Hz | 3 electrodes | 4x5 min | 13 | resting, walking, standing and uphill walking | one session | unclear, experimental
36 | Hexoskin M40 DT | ECG | HR | Vollmer DB | healthy subjects | Hexoskin Hx1 | 256 Hz | 3 electrodes | 4x5 min | 13 | resting, walking, standing and uphill walking | one session | unclear, experimental
36 | Hexoskin M30 DT | ECG | HR | Vollmer DB | healthy subjects | Hexoskin Hx1 | 256 Hz | 3 electrodes | 4x5 min | 13 | resting, walking, standing and uphill walking | one session | unclear, experimental
36 | Hexoskin E50 DT | ECG | HR | Vollmer DB | healthy subjects | Hexoskin Hx1 | 256 Hz | 3 electrodes | 4x5 min | 13 | resting, walking, standing and uphill walking | one session | unclear, experimental
36 | Hexoskin E40 DT | ECG | HR | Vollmer DB | healthy subjects | Hexoskin Hx1 | 256 Hz | 3 electrodes | 4x5 min | 13 | resting, walking, standing and uphill walking | one session | unclear, experimental
36 | Hexoskin E30 DT | ECG | HR | Vollmer DB | healthy subjects | Hexoskin Hx1 | 256 Hz | 3 electrodes | 4x5 min | 13 | resting, walking, standing and uphill walking | one session | unclear, experimental
43 |  | ECG | HR | own data | Chinese users | own device (wrist) | 40 kHz | not described | ? | 47 | ? | ? | ?
55 | Empatica kNN 9/1 | PPG | HR | own data | healthy teachers, 16m 12f, 25-35J | Empatica E4 | 64 Hz | 1? | 20+40+20+20min | 28 | baseline, lecture, examination, recovery | one session | summer school for teachers
55 | Empatica RF 9/1 | PPG | HR | own data | healthy teachers, 16m 12f, 25-35J | Empatica E4 | 64 Hz | 1? | 20+40+20+20min | 28 | baseline, lecture, examination, recovery | one session | summer school for teachers
55 | Empatica MLP 9/1 | PPG | HR | own data | healthy teachers, 16m 12f, 25-35J | Empatica E4 | 64 Hz | 1? | 20+40+20+20min | 28 | baseline, lecture, examination, recovery | one session | summer school for teachers
55 | Empatica LR 9/1 | PPG | HR | own data | healthy teachers, 16m 12f, 25-35J | Empatica E4 | 64 Hz | 1? | 20+40+20+20min | 28 | baseline, lecture, examination, recovery | one session | summer school for teachers
55 | Empatica NB 9/1 | PPG | HR | own data | healthy teachers, 16m 12f, 25-35J | Empatica E4 | 64 Hz | 1? | 20+40+20+20min | 28 | baseline, lecture, examination, recovery | one session | summer school for teachers
55 | S kNN 9/1 | PPG | HR | own data | healthy teachers, 16m 12f, 25-35J | Samsung Gear S | 100hz | 1? | 20+40+20+20min | 28 | baseline, lecture, examination, recovery | one session | summer school for teachers
55 | S RF 9/1 | PPG | HR | own data | healthy teachers, 16m 12f, 25-35J | Samsung Gear S | 100hz | 1? | 20+40+20+20min | 28 | baseline, lecture, examination, recovery | one session | summer school for teachers
55 | S MLP 9/1 | PPG | HR | own data | healthy teachers, 16m 12f, 25-35J | Samsung Gear S | 100hz | 1? | 20+40+20+20min | 28 | baseline, lecture, examination, recovery | one session | summer school for teachers
55 | S LR 9/1 | PPG | HR | own data | healthy teachers, 16m 12f, 25-35J | Samsung Gear S | 100hz | 1? | 20+40+20+20min | 28 | baseline, lecture, examination, recovery | one session | summer school for teachers
55 | S NB 9/1 | PPG | HR | own data | healthy teachers, 16m 12f, 25-35J | Samsung Gear S | 100hz | 1? | 20+40+20+20min | 28 | baseline, lecture, examination, recovery | one session | summer school for teachers
55 | S2 kNN 9/1 | PPG | HR | own data | healthy teachers, 16m 12f, 25-35J | Samsung Gear S2 | 100hz | 1? | 20+40+20+20min | 28 | baseline, lecture, examination, recovery | one session | summer school for teachers
55 | S2 RF 9/1 | PPG | HR | own data | healthy teachers, 16m 12f, 25-35J | Samsung Gear S2 | 100hz | 1? | 20+40+20+20min | 28 | baseline, lecture, examination, recovery | one session | summer school for teachers
55 | S2 MLP 9/1 | PPG | HR | own data | healthy teachers, 16m 12f, 25-35J | Samsung Gear S2 | 100hz | 1? | 20+40+20+20min | 28 | baseline, lecture, examination, recovery | one session | summer school for teachers
55 | S2 LR 9/1 | PPG | HR | own data | healthy teachers, 16m 12f, 25-35J | Samsung Gear S2 | 100hz | 1? | 20+40+20+20min | 28 | baseline, lecture, examination, recovery | one session | summer school for teachers
55 | S2 NB 9/1 | PPG | HR | own data | healthy teachers, 16m 12f, 25-35J | Samsung Gear S2 | 100hz | 1? | 20+40+20+20min | 28 | baseline, lecture, examination, recovery | one session | summer school for teachers
55 | Empatica kNN 7/3 | PPG | HR | own data | healthy teachers, 16m 12f, 25-35J | Empatica E4 | 64 Hz | 1? | 20+40+20+20min | 28 | baseline, lecture, examination, recovery | one session | summer school for teachers
55 | Empatica RF 7/3 | PPG | HR | own data | healthy teachers, 16m 12f, 25-35J | Empatica E4 | 64 Hz | 1? | 20+40+20+20min | 28 | baseline, lecture, examination, recovery | one session | summer school for teachers
55 | Empatica MLP 7/3 | PPG | HR | own data | healthy teachers, 16m 12f, 25-35J | Empatica E4 | 64 Hz | 1? | 20+40+20+20min | 28 | baseline, lecture, examination, recovery | one session | summer school for teachers
55 | Empatica LR 7/3 | PPG | HR | own data | healthy teachers, 16m 12f, 25-35J | Empatica E4 | 64 Hz | 1? | 20+40+20+20min | 28 | baseline, lecture, examination, recovery | one session | summer school for teachers
55 | Empatica NB 7/3 | PPG | HR | own data | healthy teachers, 16m 12f, 25-35J | Empatica E4 | 64 Hz | 1? | 20+40+20+20min | 28 | baseline, lecture, examination, recovery | one session | summer school for teachers
55 | S kNN 7/3 | PPG | HR | own data | healthy teachers, 16m 12f, 25-35J | Samsung Gear S | 100hz | 1? | 20+40+20+20min | 28 | baseline, lecture, examination, recovery | one session | summer school for teachers
55 | S RF 7/3 | PPG | HR | own data | healthy teachers, 16m 12f, 25-35J | Samsung Gear S | 100hz | 1? | 20+40+20+20min | 28 | baseline, lecture, examination, recovery | one session | summer school for teachers
55 | S MLP 7/3 | PPG | HR | own data | healthy teachers, 16m 12f, 25-35J | Samsung Gear S | 100hz | 1? | 20+40+20+20min | 28 | baseline, lecture, examination, recovery | one session | summer school for teachers
55 | S LR 7/3 | PPG | HR | own data | healthy teachers, 16m 12f, 25-35J | Samsung Gear S | 100hz | 1? | 20+40+20+20min | 28 | baseline, lecture, examination, recovery | one session | summer school for teachers
55 | S NB 7/3 | PPG | HR | own data | healthy teachers, 16m 12f, 25-35J | Samsung Gear S | 100hz | 1? | 20+40+20+20min | 28 | baseline, lecture, examination, recovery | one session | summer school for teachers
55 | S2 kNN 7/3 | PPG | HR | own data | healthy teachers, 16m 12f, 25-35J | Samsung Gear S2 | 100hz | 1? | 20+40+20+20min | 28 | baseline, lecture, examination, recovery | one session | summer school for teachers
55 | S2 RF 7/3 | PPG | HR | own data | healthy teachers, 16m 12f, 25-35J | Samsung Gear S2 | 100hz | 1? | 20+40+20+20min | 28 | baseline, lecture, examination, recovery | one session | summer school for teachers
55 | S2 MLP 7/3 | PPG | HR | own data | healthy teachers, 16m 12f, 25-35J | Samsung Gear S2 | 100hz | 1? | 20+40+20+20min | 28 | baseline, lecture, examination, recovery | one session | summer school for teachers
55 | S2 LR 7/3 | PPG | HR | own data | healthy teachers, 16m 12f, 25-35J | Samsung Gear S2 | 100hz | 1? | 20+40+20+20min | 28 | baseline, lecture, examination, recovery | one session | summer school for teachers
55 | S2 NB 7/3 | PPG | HR | own data | healthy teachers, 16m 12f, 25-35J | Samsung Gear S2 | 100hz | 1? | 20+40+20+20min | 28 | baseline, lecture, examination, recovery | one session | summer school for teachers
75 | SVM AC/DCT | VHF | HR+Breathing | own data | 7f 6m, 20-50y, no cv diseases | own device | 1000 Hz | antenna | 6x300 s | 13 | resting, working | few minutes | experimental, working at a desk
75 | RF AC/DCT | VHF | HR+Breathing | own data | 7f 6m, 20-50y, no cv diseases | own device | 1000 Hz | antenna | 6x300 s | 13 | resting, working | few minutes | experimental, working at a desk
75 | XGB AC/DCT | VHF | HR+Breathing | own data | 7f 6m, 20-50y, no cv diseases | own device | 1000 Hz | antenna | 6x300 s | 13 | resting, working | few minutes | experimental, working at a desk
75 | MLP AC/DCT | VHF | HR+Breathing | own data | 7f 6m, 20-50y, no cv diseases | own device | 1000 Hz | antenna | 6x300 s | 13 | resting, working | few minutes | experimental, working at a desk
75 | SVM MFCC | VHF | HR+Breathing | own data | 7f 6m, 20-50y, no cv diseases | own device | 1000 Hz | antenna | 6x300 s | 13 | resting, working | few minutes | experimental, working at a desk
75 | RF MFCC | VHF | HR+Breathing | own data | 7f 6m, 20-50y, no cv diseases | own device | 1000 Hz | antenna | 6x300 s | 13 | resting, working | few minutes | experimental, working at a desk
75 | XGB MFCC | VHF | HR+Breathing | own data | 7f 6m, 20-50y, no cv diseases | own device | 1000 Hz | antenna | 6x300 s | 13 | resting, working | few minutes | experimental, working at a desk
75 | MLP MFCC | VHF | HR+Breathing | own data | 7f 6m, 20-50y, no cv diseases | own device | 1000 Hz | antenna | 6x300 s | 13 | resting, working | few minutes | experimental, working at a desk
75 | SVM AC/DCT+MFCC | VHF | HR+Breathing | own data | 7f 6m, 20-50y, no cv diseases | own device | 1000 Hz | antenna | 6x300 s | 13 | resting, working | few minutes | experimental, working at a desk
75 | RF AC/DCT+MFCC | VHF | HR+Breathing | own data | 7f 6m, 20-50y, no cv diseases | own device | 1000 Hz | antenna | 6x300 s | 13 | resting, working | few minutes | experimental, working at a desk
75 | XGB AC/DCT+MFCC | VHF | HR+Breathing | own data | 7f 6m, 20-50y, no cv diseases | own device | 1000 Hz | antenna | 6x300 s | 13 | resting, working | few minutes | experimental, working at a desk
75 | MLP AC/DCT+MFCC | VHF | HR+Breathing | own data | 7f 6m, 20-50y, no cv diseases | own device | 1000 Hz | antenna | 6x300 s | 13 | resting, working | few minutes | experimental, working at a desk
75 | SVM rr | VHF | HR+Breathing | own data | 7f 6m, 20-50y, no cv diseases | own device | 1000 Hz | antenna | 3x300 s | 13 | resting | few minutes | experimental
75 | SVM ww | VHF | HR+Breathing | own data | 7f 6m, 20-50y, no cv diseases | own device | 1000 Hz | antenna | 3x300 s | 13 | working | few minutes | experimental, working at a desk
75 | SVM rw | VHF | HR+Breathing | own data | 7f 6m, 20-50y, no cv diseases | own device | 1000 Hz | antenna | 6x300 s | 13 | resting, working | few minutes | experimental, working at a desk
75 | RF rr | VHF | HR+Breathing | own data | 7f 6m, 20-50y, no cv diseases | own device | 1000 Hz | antenna | 3x300 s | 13 | resting | few minutes | experimental
75 | RF ww | VHF | HR+Breathing | own data | 7f 6m, 20-50y, no cv diseases | own device | 1000 Hz | antenna | 3x300 s | 13 | working | few minutes | experimental, working at a desk
75 | RF rw | VHF | HR+Breathing | own data | 7f 6m, 20-50y, no cv diseases | own device | 1000 Hz | antenna | 6x300 s | 13 | resting, working, resting | few minutes | experimental, working at a desk
75 | XGB rr | VHF | HR+Breathing | own data | 7f 6m, 20-50y, no cv diseases | own device | 1000 Hz | antenna | 3x300 s | 13 | resting | few minutes | experimental
75 | XGB ww | VHF | HR+Breathing | own data | 7f 6m, 20-50y, no cv diseases | own device | 1000 Hz | antenna | 3x300 s | 13 | working | few minutes | experimental, working at a desk
75 | XGB rw | VHF | HR+Breathing | own data | 7f 6m, 20-50y, no cv diseases | own device | 1000 Hz | antenna | 6x300 s | 13 | resting, working, resting | few minutes | experimental, working at a desk
75 | MLP rr | VHF | HR+Breathing | own data | 7f 6m, 20-50y, no cv diseases | own device | 1000 Hz | antenna | 3x300 s | 13 | resting | few minutes | experimental
75 | MLP ww | VHF | HR+Breathing | own data | 7f 6m, 20-50y, no cv diseases | own device | 1000 Hz | antenna | 3x300 s | 13 | working | few minutes | experimental, working at a desk
75 | MLP rw | VHF | HR+Breathing | own data | 7f 6m, 20-50y, no cv diseases | own device | 1000 Hz | antenna | 6x300 s | 13 | resting, working, resting | few minutes | experimental, working at a desk
75 | 1D CNN rr | VHF | HR+Breathing | own data | 7f 6m, 20-50y, no cv diseases | own device | 1000 Hz | antenna | 3x300 s | 13 | resting | few minutes | experimental
75 | 1D CNN ww | VHF | HR+Breathing | own data | 7f 6m, 20-50y, no cv diseases | own device | 1000 Hz | antenna | 3x300 s | 13 | working | few minutes | experimental, working at a desk
75 | 1D CNN rw | VHF | HR+Breathing | own data | 7f 6m, 20-50y, no cv diseases | own device | 1000 Hz | antenna | 6x300 s | 13 | resting, working, resting | few minutes | experimental, working at a desk
147 | Right Hand Vertical Sit | SCG | HR | own data | 14m 6f, 25-32y, Taiwan | own device (right wrist) | 150 Hz | 1? | 3 min | 20 | sitting | one session | experimental in hospital
147 | Right Hand Horizontal Sit | SCG | HR | own data | 14m 6f, 25-32y, Taiwan | own device (right wrist) | 150 Hz | 1? | 3 min | 20 | sitting | one session | experimental in hospital
147 | Right Hand Dorsal-Ventral Sit | SCG | HR | own data | 14m 6f, 25-32y, Taiwan | own device (right wrist) | 150 Hz | 1? | 3 min | 20 | sitting | one session | experimental in hospital
147 | Left Hand Vertical Sit | SCG | HR | own data | 14m 6f, 25-32y, Taiwan | own device (left wrist) | 150 Hz | 1? | 3 min | 20 | sitting | one session | experimental in hospital
147 | Left Hand Horizontal Sit | SCG | HR | own data | 14m 6f, 25-32y, Taiwan | own device (left wrist) | 150 Hz | 1? | 3 min | 20 | sitting | one session | experimental in hospital
147 | Left Hand Dorsal-Ventral Sit | SCG | HR | own data | 14m 6f, 25-32y, Taiwan | own device (left wrist) | 150 Hz | 1? | 3 min | 20 | sitting | one session | experimental in hospital
147 | Left Carotid Vertical Sit | SCG | HR | own data | 14m 6f, 25-32y, Taiwan | own device (left carotid artery) | 150 Hz | 1? | 3 min | 20 | sitting | one session | experimental in hospital
147 | Left Carotid Horizontal Sit | SCG | HR | own data | 14m 6f, 25-32y, Taiwan | own device (left carotid artery) | 150 Hz | 1? | 3 min | 20 | sitting | one session | experimental in hospital
147 | Left Carotid Dorsal-Ventral Sit | SCG | HR | own data | 14m 6f, 25-32y, Taiwan | own device (left carotid artery) | 150 Hz | 1? | 3 min | 20 | sitting | one session | experimental in hospital
147 | Heart Vertical Sit | SCG | HR | own data | 14m 6f, 25-32y, Taiwan | own device (heart) | 150 Hz | 1? | 3 min | 20 | sitting | one session | experimental in hospital
147 | Heart Horizontal Sit | SCG | HR | own data | 14m 6f, 25-32y, Taiwan | own device (heart) | 150 Hz | 1? | 3 min | 20 | sitting | one session | experimental in hospital
147 | Heart Dorsal-Ventral Sit | SCG | HR | own data | 14m 6f, 25-32y, Taiwan | own device (heart) | 150 Hz | 1? | 3 min | 20 | sitting | one session | experimental in hospital
147 | Sternum Vertical Sit | SCG | HR | own data | 14m 6f, 25-32y, Taiwan | own device (sternum) | 150 Hz | 1? | 3 min | 20 | sitting | one session | experimental in hospital
147 | Sternum Horizontal Sit | SCG | HR | own data | 14m 6f, 25-32y, Taiwan | own device (sternum) | 150 Hz | 1? | 3 min | 20 | sitting | one session | experimental in hospital
147 | Sternum Dorsal-Ventral Sit | SCG | HR | own data | 14m 6f, 25-32y, Taiwan | own device (sternum) | 150 Hz | 1? | 3 min | 20 | sitting | one session | experimental in hospital
147 | Right Hand Vertical Resilient Sit | SCG | HR | own data | 14m 6f, 25-32y, Taiwan | own device (right wrist) | 150 Hz | 1? | 3 min | 20 | sitting | one session | experimental in hospital
147 | Right Hand Horizontal Resilient Sit | SCG | HR | own data | 14m 6f, 25-32y, Taiwan | own device (right wrist) | 150 Hz | 1? | 3 min | 20 | sitting | one session | experimental in hospital
147 | Right Hand Dorsal-Ventral Resilient Sit | SCG | HR | own data | 14m 6f, 25-32y, Taiwan | own device (right wrist) | 150 Hz | 1? | 3 min | 20 | sitting | one session | experimental in hospital
147 | Left Hand Vertical Resilient Sit | SCG | HR | own data | 14m 6f, 25-32y, Taiwan | own device (left wrist) | 150 Hz | 1? | 3 min | 20 | sitting | one session | experimental in hospital
147 | Left Hand Horizontal Resilient Sit | SCG | HR | own data | 14m 6f, 25-32y, Taiwan | own device (left wrist) | 150 Hz | 1? | 3 min | 20 | sitting | one session | experimental in hospital
147 | Left Hand Dorsal-Ventral Resilient Sit | SCG | HR | own data | 14m 6f, 25-32y, Taiwan | own device (left wrist) | 150 Hz | 1? | 3 min | 20 | sitting | one session | experimental in hospital
147 | Left Carotid Vertical Resilient Sit | SCG | HR | own data | 14m 6f, 25-32y, Taiwan | own device (left carotid artery) | 150 Hz | 1? | 3 min | 20 | sitting | one session | experimental in hospital
147 | Left Carotid Horizontal Resilient Sit | SCG | HR | own data | 14m 6f, 25-32y, Taiwan | own device (left carotid artery) | 150 Hz | 1? | 3 min | 20 | sitting | one session | experimental in hospital
147 | Left Carotid Dorsal-Ventral Resilient Sit | SCG | HR | own data | 14m 6f, 25-32y, Taiwan | own device (left carotid artery) | 150 Hz | 1? | 3 min | 20 | sitting | one session | experimental in hospital
147 | Heart Vertical Resilient Sit | SCG | HR | own data | 14m 6f, 25-32y, Taiwan | own device (heart) | 150 Hz | 1? | 3 min | 20 | sitting | one session | experimental in hospital
147 | Heart Horizontal Resilient Sit | SCG | HR | own data | 14m 6f, 25-32y, Taiwan | own device (heart) | 150 Hz | 1? | 3 min | 20 | sitting | one session | experimental in hospital
147 | Heart Dorsal-Ventral Resilient Sit | SCG | HR | own data | 14m 6f, 25-32y, Taiwan | own device (heart) | 150 Hz | 1? | 3 min | 20 | sitting | one session | experimental in hospital
147 | Sternum Vertical Resilient Sit | SCG | HR | own data | 14m 6f, 25-32y, Taiwan | own device (sternum) | 150 Hz | 1? | 3 min | 20 | sitting | one session | experimental in hospital
147 | Sternum Horizontal Resilient Sit | SCG | HR | own data | 14m 6f, 25-32y, Taiwan | own device (sternum) | 150 Hz | 1? | 3 min | 20 | sitting | one session | experimental in hospital
147 | Sternum Dorsal-Ventral Resilient Sit | SCG | HR | own data | 14m 6f, 25-32y, Taiwan | own device (sternum) | 150 Hz | 1? | 3 min | 20 | sitting | one session | experimental in hospital
147 | Right Hand Vertical Stand | SCG | HR | own data | 14m 6f, 25-32y, Taiwan | own device (right wrist) | 150 Hz | 1? | 3 min | 20 | standing | one session | experimental in hospital
147 | Right Hand Horizontal Stand | SCG | HR | own data | 14m 6f, 25-32y, Taiwan | own device (right wrist) | 150 Hz | 1? | 3 min | 20 | standing | one session | experimental in hospital
147 | Right Hand Dorsal-Ventral Stand | SCG | HR | own data | 14m 6f, 25-32y, Taiwan | own device (right wrist) | 150 Hz | 1? | 3 min | 20 | standing | one session | experimental in hospital
147 | Left Hand Vertical Stand | SCG | HR | own data | 14m 6f, 25-32y, Taiwan | own device (left wrist) | 150 Hz | 1? | 3 min | 20 | standing | one session | experimental in hospital
147 | Left Hand Horizontal Stand | SCG | HR | own data | 14m 6f, 25-32y, Taiwan | own device (left wrist) | 150 Hz | 1? | 3 min | 20 | standing | one session | experimental in hospital
147 | Left Hand Dorsal-Ventral Stand | SCG | HR | own data | 14m 6f, 25-32y, Taiwan | own device (left wrist) | 150 Hz | 1? | 3 min | 20 | standing | one session | experimental in hospital
147 | Left Carotid Vertical Stand | SCG | HR | own data | 14m 6f, 25-32y, Taiwan | own device (left carotid artery) | 150 Hz | 1? | 3 min | 20 | standing | one session | experimental in hospital
147 | Left Carotid Horizontal Stand | SCG | HR | own data | 14m 6f, 25-32y, Taiwan | own device (left carotid artery) | 150 Hz | 1? | 3 min | 20 | standing | one session | experimental in hospital
147 | Left Carotid Dorsal-Ventral Stand | SCG | HR | own data | 14m 6f, 25-32y, Taiwan | own device (left carotid artery) | 150 Hz | 1? | 3 min | 20 | standing | one session | experimental in hospital
147 | Heart Vertical Stand | SCG | HR | own data | 14m 6f, 25-32y, Taiwan | own device (heart) | 150 Hz | 1? | 3 min | 20 | standing | one session | experimental in hospital
147 | Heart Horizontal Stand | SCG | HR | own data | 14m 6f, 25-32y, Taiwan | own device (heart) | 150 Hz | 1? | 3 min | 20 | standing | one session | experimental in hospital
147 | Heart Dorsal-Ventral Stand | SCG | HR | own data | 14m 6f, 25-32y, Taiwan | own device (heart) | 150 Hz | 1? | 3 min | 20 | standing | one session | experimental in hospital
147 | Sternum Vertical Stand | SCG | HR | own data | 14m 6f, 25-32y, Taiwan | own device (sternum) | 150 Hz | 1? | 3 min | 20 | standing | one session | experimental in hospital
147 | Sternum Horizontal Stand | SCG | HR | own data | 14m 6f, 25-32y, Taiwan | own device (sternum) | 150 Hz | 1? | 3 min | 20 | standing | one session | experimental in hospital
147 | Sternum Dorsal-Ventral Stand | SCG | HR | own data | 14m 6f, 25-32y, Taiwan | own device (sternum) | 150 Hz | 1? | 3 min | 20 | standing | one session | experimental in hospital
147 | Right Hand Vertical Resilient Stand | SCG | HR | own data | 14m 6f, 25-32y, Taiwan | own device (right wrist) | 150 Hz | 1? | 3 min | 20 | standing | one session | experimental in hospital
147 | Right Hand Horizontal Resilient Stand | SCG | HR | own data | 14m 6f, 25-32y, Taiwan | own device (right wrist) | 150 Hz | 1? | 3 min | 20 | standing | one session | experimental in hospital
147 | Right Hand Dorsal-Ventral Resilient Stand | SCG | HR | own data | 14m 6f, 25-32y, Taiwan | own device (right wrist) | 150 Hz | 1? | 3 min | 20 | standing | one session | experimental in hospital
147 | Left Hand Vertical Resilient Stand | SCG | HR | own data | 14m 6f, 25-32y, Taiwan | own device (left wrist) | 150 Hz | 1? | 3 min | 20 | standing | one session | experimental in hospital
147 | Left Hand Horizontal Resilient Stand | SCG | HR | own data | 14m 6f, 25-32y, Taiwan | own device (left wrist) | 150 Hz | 1? | 3 min | 20 | standing | one session | experimental in hospital
147 | Left Hand Dorsal-Ventral Resilient Stand | SCG | HR | own data | 14m 6f, 25-32y, Taiwan | own device (left wrist) | 150 Hz | 1? | 3 min | 20 | standing | one session | experimental in hospital
147 | Left Carotid Vertical Resilient Stand | SCG | HR | own data | 14m 6f, 25-32y, Taiwan | own device (left carotid artery) | 150 Hz | 1? | 3 min | 20 | standing | one session | experimental in hospital
147 | Left Carotid Horizontal Resilient Stand | SCG | HR | own data | 14m 6f, 25-32y, Taiwan | own device (left carotid artery) | 150 Hz | 1? | 3 min | 20 | standing | one session | experimental in hospital
147 | Left Carotid Dorsal-Ventral Resilient Stand | SCG | HR | own data | 14m 6f, 25-32y, Taiwan | own device (left carotid artery) | 150 Hz | 1? | 3 min | 20 | standing | one session | experimental in hospital
147 | Heart Vertical Resilient Stand | SCG | HR | own data | 14m 6f, 25-32y, Taiwan | own device (heart) | 150 Hz | 1? | 3 min | 20 | standing | one session | experimental in hospital
147 | Heart Horizontal Resilient Stand | SCG | HR | own data | 14m 6f, 25-32y, Taiwan | own device (heart) | 150 Hz | 1? | 3 min | 20 | standing | one session | experimental in hospital
147 | Heart Dorsal-Ventral Resilient Stand | SCG | HR | own data | 14m 6f, 25-32y, Taiwan | own device (heart) | 150 Hz | 1? | 3 min | 20 | standing | one session | experimental in hospital
147 | Sternum Vertical Resilient Stand | SCG | HR | own data | 14m 6f, 25-32y, Taiwan | own device (sternum) | 150 Hz | 1? | 3 min | 20 | standing | one session | experimental in hospital
147 | Sternum Horizontal Resilient Stand | SCG | HR | own data | 14m 6f, 25-32y, Taiwan | own device (sternum) | 150 Hz | 1? | 3 min | 20 | standing | one session | experimental in hospital
147 | Sternum Dorsal-Ventral Resilient Stand | SCG | HR | own data | 14m 6f, 25-32y, Taiwan | own device (sternum) | 150 Hz | 1? | 3 min | 20 | standing | one session | experimental in hospital
147 | Right Hand Vertical Walk | SCG | HR | own data | 14m 6f, 25-32y, Taiwan | own device (right wrist) | 150 Hz | 1? | 3 min | 20 | walking | one session | experimental in hospital
147 | Right Hand Horizontal Walk | SCG | HR | own data | 14m 6f, 25-32y, Taiwan | own device (right wrist) | 150 Hz | 1? | 3 min | 20 | walking | one session | experimental in hospital
147 | Right Hand Dorsal-Ventral Walk | SCG | HR | own data | 14m 6f, 25-32y, Taiwan | own device (right wrist) | 150 Hz | 1? | 3 min | 20 | walking | one session | experimental in hospital
147 | Left Hand Vertical Walk | SCG | HR | own data | 14m 6f, 25-32y, Taiwan | own device (left wrist) | 150 Hz | 1? | 3 min | 20 | walking | one session | experimental in hospital
147 | Left Hand Horizontal Walk | SCG | HR | own data | 14m 6f, 25-32y, Taiwan | own device (left wrist) | 150 Hz | 1? | 3 min | 20 | walking | one session | experimental in hospital
147 | Left Hand Dorsal-Ventral Walk | SCG | HR | own data | 14m 6f, 25-32y, Taiwan | own device (left wrist) | 150 Hz | 1? | 3 min | 20 | walking | one session | experimental in hospital
147 | Left Carotid Vertical Walk | SCG | HR | own data | 14m 6f, 25-32y, Taiwan | own device (left carotid artery) | 150 Hz | 1? | 3 min | 20 | walking | one session | experimental in hospital
147 | Left Carotid Horizontal Walk | SCG | HR | own data | 14m 6f, 25-32y, Taiwan | own device (left carotid artery) | 150 Hz | 1? | 3 min | 20 | walking | one session | experimental in hospital
147 | Left Carotid Dorsal-Ventral Walk | SCG | HR | own data | 14m 6f, 25-32y, Taiwan | own device (left carotid artery) | 150 Hz | 1? | 3 min | 20 | walking | one session | experimental in hospital
147 | Heart Vertical Walk | SCG | HR | own data | 14m 6f, 25-32y, Taiwan | own device (heart) | 150 Hz | 1? | 3 min | 20 | walking | one session | experimental in hospital
147 | Heart Horizontal Walk | SCG | HR | own data | 14m 6f, 25-32y, Taiwan | own device (heart) | 150 Hz | 1? | 3 min | 20 | walking | one session | experimental in hospital
147 | Heart Dorsal-Ventral Walk | SCG | HR | own data | 14m 6f, 25-32y, Taiwan | own device (heart) | 150 Hz | 1? | 3 min | 20 | walking | one session | experimental in hospital
147 | Sternum Vertical Walk | SCG | HR | own data | 14m 6f, 25-32y, Taiwan | own device (sternum) | 150 Hz | 1? | 3 min | 20 | walking | one session | experimental in hospital
147 | Sternum Horizontal Walk | SCG | HR | own data | 14m 6f, 25-32y, Taiwan | own device (sternum) | 150 Hz | 1? | 3 min | 20 | walking | one session | experimental in hospital
147 | Sternum Dorsal-Ventral Walk | SCG | HR | own data | 14m 6f, 25-32y, Taiwan | own device (sternum) | 150 Hz | 1? | 3 min | 20 | walking | one session | experimental in hospital
147 | Right Hand Vertical Resilient Walk | SCG | HR | own data | 14m 6f, 25-32y, Taiwan | own device (right wrist) | 150 Hz | 1? | 3 min | 20 | walking | one session | experimental in hospital
147 | Right Hand Horizontal Resilient Walk | SCG | HR | own data | 14m 6f, 25-32y, Taiwan | own device (right wrist) | 150 Hz | 1? | 3 min | 20 | walking | one session | experimental in hospital
147 | Right Hand Dorsal-Ventral Resilient Walk | SCG | HR | own data | 14m 6f, 25-32y, Taiwan | own device (right wrist) | 150 Hz | 1? | 3 min | 20 | walking | one session | experimental in hospital
147 | Left Hand Vertical Resilient Walk | SCG | HR | own data | 14m 6f, 25-32y, Taiwan | own device (left wrist) | 150 Hz | 1? | 3 min | 20 | walking | one session | experimental in hospital
147 | Left Hand Horizontal Resilient Walk | SCG | HR | own data | 14m 6f, 25-32y, Taiwan | own device (left wrist) | 150 Hz | 1? | 3 min | 20 | walking | one session | experimental in hospital
147 | Left Hand Dorsal-Ventral Resilient Walk | SCG | HR | own data | 14m 6f, 25-32y, Taiwan | own device (left wrist) | 150 Hz | 1? | 3 min | 20 | walking | one session | experimental in hospital
147 | Left Carotid Vertical Resilient Walk | SCG | HR | own data | 14m 6f, 25-32y, Taiwan | own device (left carotid artery) | 150 Hz | 1? | 3 min | 20 | walking | one session | experimental in hospital
147 | Left Carotid Horizontal Resilient Walk | SCG | HR | own data | 14m 6f, 25-32y, Taiwan | own device (left carotid artery) | 150 Hz | 1? | 3 min | 20 | walking | one session | experimental in hospital
147 | Left Carotid Dorsal-Ventral Resilient Walk | SCG | HR | own data | 14m 6f, 25-32y, Taiwan | own device (left carotid artery) | 150 Hz | 1? | 3 min | 20 | walking | one session | experimental in hospital
147 | Heart Vertical Resilient Walk | SCG | HR | own data | 14m 6f, 25-32y, Taiwan | own device (heart) | 150 Hz | 1? | 3 min | 20 | walking | one session | experimental in hospital
147 | Heart Horizontal Resilient Walk | SCG | HR | own data | 14m 6f, 25-32y, Taiwan | own device (heart) | 150 Hz | 1? | 3 min | 20 | walking | one session | experimental in hospital
147 | Heart Dorsal-Ventral Resilient Walk | SCG | HR | own data | 14m 6f, 25-32y, Taiwan | own device (heart) | 150 Hz | 1? | 3 min | 20 | walking | one session | experimental in hospital
147 | Sternum Vertical Resilient Walk | SCG | HR | own data | 14m 6f, 25-32y, Taiwan | own device (sternum) | 150 Hz | 1? | 3 min | 20 | walking | one session | experimental in hospital
147 | Sternum Horizontal Resilient Walk | SCG | HR | own data | 14m 6f, 25-32y, Taiwan | own device (sternum) | 150 Hz | 1? | 3 min | 20 | walking | one session | experimental in hospital
147 | Sternum Dorsal-Ventral Resilient Walk | SCG | HR | own data | 14m 6f, 25-32y, Taiwan | own device (sternum) | 150 Hz | 1? | 3 min | 20 | walking | one session | experimental in hospital
147 | Right Hand Vertical Post-Exercise | SCG | HR | own data | 14m 6f, 25-32y, Taiwan | own device (right wrist) | 150 Hz | 1? | 3 min | 20 | post-exercise | one session | experimental in hospital
147 | Right Hand Horizontal Post-Exercise | SCG | HR | own data | 14m 6f, 25-32y, Taiwan | own device (right wrist) | 150 Hz | 1? | 3 min | 20 | post-exercise | one session | experimental in hospital
147 | Right Hand Dorsal-Ventral Post-Exercise | SCG | HR | own data | 14m 6f, 25-32y, Taiwan | own device (right wrist) | 150 Hz | 1? | 3 min | 20 | post-exercise | one session | experimental in hospital
147 | Left Hand Vertical Post-Exercise | SCG | HR | own data | 14m 6f, 25-32y, Taiwan | own device (left wrist) | 150 Hz | 1? | 3 min | 20 | post-exercise | one session | experimental in hospital
147 | Left Hand Horizontal Post-Exercise | SCG | HR | own data | 14m 6f, 25-32y, Taiwan | own device (left wrist) | 150 Hz | 1? | 3 min | 20 | post-exercise | one session | experimental in hospital
147 | Left Hand Dorsal-Ventral Post-Exercise | SCG | HR | own data | 14m 6f, 25-32y, Taiwan | own device (left wrist) | 150 Hz | 1? | 3 min | 20 | post-exercise | one session | experimental in hospital
147 | Left Carotid Vertical Post-Exercise | SCG | HR | own data | 14m 6f, 25-32y, Taiwan | own device (left carotid artery) | 150 Hz | 1? | 3 min | 20 | post-exercise | one session | experimental in hospital
147 | Left Carotid Horizontal Post-Exercise | SCG | HR | own data | 14m 6f, 25-32y, Taiwan | own device (left carotid artery) | 150 Hz | 1? | 3 min | 20 | post-exercise | one session | experimental in hospital
147 | Left Carotid Dorsal-Ventral Post-Exercise | SCG | HR | own data | 14m 6f, 25-32y, Taiwan | own device (left carotid artery) | 150 Hz | 1? | 3 min | 20 | post-exercise | one session | experimental in hospital
147 | Heart Vertical Post-Exercise | SCG | HR | own data | 14m 6f, 25-32y, Taiwan | own device (heart) | 150 Hz | 1? | 3 min | 20 | post-exercise | one session | experimental in hospital
147 | Heart Horizontal Post-Exercise | SCG | HR | own data | 14m 6f, 25-32y, Taiwan | own device (heart) | 150 Hz | 1? | 3 min | 20 | post-exercise | one session | experimental in hospital
147 | Heart Dorsal-Ventral Post-Exercise | SCG | HR | own data | 14m 6f, 25-32y, Taiwan | own device (heart) | 150 Hz | 1? | 3 min | 20 | post-exercise | one session | experimental in hospital
147 | Sternum Vertical Post-Exercise | SCG | HR | own data | 14m 6f, 25-32y, Taiwan | own device (sternum) | 150 Hz | 1? | 3 min | 20 | post-exercise | one session | experimental in hospital
147 | Sternum Horizontal Post-Exercise | SCG | HR | own data | 14m 6f, 25-32y, Taiwan | own device (sternum) | 150 Hz | 1? | 3 min | 20 | post-exercise | one session | experimental in hospital
147 | Sternum Dorsal-Ventral Post-Exercise | SCG | HR | own data | 14m 6f, 25-32y, Taiwan | own device (sternum) | 150 Hz | 1? | 3 min | 20 | post-exercise | one session | experimental in hospital
147 | Right Hand Vertical Resilient Post-Exercise | SCG | HR | own data | 14m 6f, 25-32y, Taiwan | own device (right wrist) | 150 Hz | 1? | 3 min | 20 | post-exercise | one session | experimental in hospital
147 | Right Hand Horizontal Resilient Post-Exercise | SCG | HR | own data | 14m 6f, 25-32y, Taiwan | own device (right wrist) | 150 Hz | 1? | 3 min | 20 | post-exercise | one session | experimental in hospital
147 | Right Hand Dorsal-Ventral Resilient Post-Exercise | SCG | HR | own data | 14m 6f, 25-32y, Taiwan | own device (right wrist) | 150 Hz | 1? | 3 min | 20 | post-exercise | one session | experimental in hospital
147 | Left Hand Vertical Resilient Post-Exercise | SCG | HR | own data | 14m 6f, 25-32y, Taiwan | own device (left wrist) | 150 Hz | 1? | 3 min | 20 | post-exercise | one session | experimental in hospital
147 | Left Hand Horizontal Resilient Post-Exercise | SCG | HR | own data | 14m 6f, 25-32y, Taiwan | own device (left wrist) | 150 Hz | 1? | 3 min | 20 | post-exercise | one session | experimental in hospital
147 | Left Hand Dorsal-Ventral Resilient Post-Exercise | SCG | HR | own data | 14m 6f, 25-32y, Taiwan | own device (left wrist) | 150 Hz | 1? | 3 min | 20 | post-exercise | one session | experimental in hospital
147 | Left Carotid Vertical Resilient Post-Exercise | SCG | HR | own data | 14m 6f, 25-32y, Taiwan | own device (left carotid artery) | 150 Hz | 1? | 3 min | 20 | post-exercise | one session | experimental in hospital
147 | Left Carotid Horizontal Resilient Post-Exercise | SCG | HR | own data | 14m 6f, 25-32y, Taiwan | own device (left carotid artery) | 150 Hz | 1? | 3 min | 20 | post-exercise | one session | experimental in hospital
147 | Left Carotid Dorsal-Ventral Resilient Post-Exercise | SCG | HR | own data | 14m 6f, 25-32y, Taiwan | own device (left carotid artery) | 150 Hz | 1? | 3 min | 20 | post-exercise | one session | experimental in hospital
147 | Heart Vertical Resilient Post-Exercise | SCG | HR | own data | 14m 6f, 25-32y, Taiwan | own device (heart) | 150 Hz | 1? | 3 min | 20 | post-exercise | one session | experimental in hospital
147 | Heart Horizontal Resilient Post-Exercise | SCG | HR | own data | 14m 6f, 25-32y, Taiwan | own device (heart) | 150 Hz | 1? | 3 min | 20 | post-exercise | one session | experimental in hospital
147 | Heart Dorsal-Ventral Resilient Post-Exercise | SCG | HR | own data | 14m 6f, 25-32y, Taiwan | own device (heart) | 150 Hz | 1? | 3 min | 20 | post-exercise | one session | experimental in hospital
147 | Sternum Vertical Resilient Post-Exercise | SCG | HR | own data | 14m 6f, 25-32y, Taiwan | own device (sternum) | 150 Hz | 1? | 3 min | 20 | post-exercise | one session | experimental in hospital
147 | Sternum Horizontal Resilient Post-Exercise | SCG | HR | own data | 14m 6f, 25-32y, Taiwan | own device (sternum) | 150 Hz | 1? | 3 min | 20 | post-exercise | one session | experimental in hospital
147 | Sternum Dorsal-Ventral Resilient Post-Exercise | SCG | HR | own data | 14m 6f, 25-32y, Taiwan | own device (sternum) | 150 Hz | 1? | 3 min | 20 | post-exercise | one session | experimental in hospital
189 | NN-FF intraday | GSR | GSR, skin temperature | own data | ? | Microsoft Band 2 | ? | ? | >240 min | 30 | regular daily activities | 3 consecutive days | regular everyday activities
189 | NN-FF 2 | GSR | GSR, skin temperature | own data | ? | Microsoft Band 2 | ? | ? | >240 min x 2 days | 30 | regular daily activities | 2 consecutive days | regular everyday activities
189 | NN-FF 3 | GSR | GSR, skin temperature | own data | ? | Microsoft Band 2 | ? | ? | >240 min x 2 days | 30 | regular daily activities | one day in between | regular everyday activities
189 | NN-FF best score | GSR | GSR, skin temperature | own data | ? | Microsoft Band 2 | ? | ? | >240 min x 3 days | 30 | regular daily activities | 3 consecutive days | regular everyday activities
205 | PPG | PPG | HR | Blasco & Lopez 2018 | ? | own device (wrist bands) | 100hz | ? | 5min | 10 | standing | unclear | unclear, experimental
205 | ECG | ECG | HR | Blasco & Lopez 2018 | ? | own device (wrist bands) | 100hz | ? | 5min | 10 | standing | unclear | unclear, experimental
253 |  | ECG | HR | own data | m&f, 20-60y | own device (wrist bands) | 1000hz | 3 electrodes | 20x10s (users); 10x10s (intruders) | 2 users, 38 intruders | different situations and stress levels | different days for users, same day for intruders | unclear, experimental
278 | S1 idle - S1 typing1 PPG | PPG | BVP | own data | 24m 29f, 22.9±3.1y | own device (wrist band) | 1000hz | not described | 2+? min | 53 | idle+typing 1 | one session | experimental
278 | S1 idle - S1 touchpad PPG | PPG | BVP | own data | 24m 29f, 22.9±3.1y | own device (wrist band) | 1000hz | not described | 2+1 min | 53 | idle+touchpad | one session | experimental
278 | S1 idle - S1 typing 2 PPG | PPG | BVP | own data | 24m 29f, 22.9±3.1y | own device (wrist band) | 1000hz | not described | 2+3 min | 53 | idle+typing 2 | one session | experimental
278 | S1 idle - S2 idle PPG | PPG | BVP | own data | 24m 29f, 22.9±3.1y | own device (wrist band) | 1000hz | not described | 2+2 min | 53 | idle+idle | 8 weeks | experimental
278 | S1 idle - S1 typing1 ECG | ECG | HR | own data | 24m 29f, 22.9±3.1y | own device (chest strap) | 1000hz | 2 electrodes | 2+? min | 53 | idle+typing 1 | one session | experimental
278 | S1 idle - S1 touchpad ECG | ECG | HR | own data | 24m 29f, 22.9±3.1y | own device (chest strap) | 1000hz | 2 electrodes | 2+1 min | 53 | idle+touchpad | one session | experimental
278 | S1 idle - S1 typing 2 ECG | ECG | HR | own data | 24m 29f, 22.9±3.1y | own device (chest strap) | 1000hz | 2 electrodes | 2+3 min | 53 | idle+typing 2 | one session | experimental
278 | S1 idle - S2 idle ECG | ECG | HR | own data | 24m 29f, 22.9±3.1y | own device (chest strap) | 1000hz | 2 electrodes | 2+2 min | 53 | idle+idle | 8 weeks | experimental
298 | static GBT | PPG | HR | own data | 20-40y, healthy | own device (wrist band) | 300hz | one (green light) | 10min | 20 | sitting | one session | unclear, experimental
298 | static 4 windows | PPG | HR | own data | 20-40y, healthy | own device (wrist band) | 300hz | one (green light) | 10min | 20 | sitting | one session | unclear, experimental
298 | static 6 windows | PPG | HR | own data | 20-40y, healthy | own device (wrist band) | 300hz | one (green light) | 10min | 20 | sitting | one session | unclear, experimental
298 | static 5min | PPG | HR | own data | 20-40y, healthy | own device (wrist band) | 300hz | one (green light) | 10min | 20 | sitting | one session | unclear, experimental
298 | static 1min | PPG | HR | own data | 20-40y, healthy | own device (wrist band) | 300hz | one (green light) | 10min | 20 | sitting | one session | unclear, experimental
298 | static SVM | PPG | HR | own data | 20-40y, healthy | own device (wrist band) | 300hz | one (green light) | 10min | 20 | sitting | one session | unclear, experimental
298 | static NN | PPG | HR | own data | 20-40y, healthy | own device (wrist band) | 300hz | one (green light) | 10min | 20 | sitting | one session | unclear, experimental
298 | static 25hz | PPG | HR | own data | 20-40y, healthy | own device (wrist band) | 300hz | one (green light) | 10min | 20 | sitting | one session | unclear, experimental
298 | far-wrist MA removal | PPG | HR | own data | 20-40y, healthy | own device (wrist band) | 300hz | one (green light) | 2min+3min | 5 | far-wrist activities (i.e., moving the forearms) + sitting | one session | unclear, experimental
298 | far-wrist no MA removal | PPG | HR | own data | 20-40y, healthy | own device (wrist band) | 300hz | one (green light) | 2min+3min | 5 | far-wrist activities (i.e., moving the forearms) + sitting | one session | unclear, experimental
298 | near-wrist MA removal | PPG | HR | own data | 20-40y, healthy | own device (wrist band) | 300hz | one (green light) | 2min+3min | 5 | near-wrist activities (i.e., grabbing up a cup and drinking water) repeatedly + sitting | one session | unclear, experimental
298 | near-wrist no MA removal | PPG | HR | own data | 20-40y, healthy | own device (wrist band) | 300hz | one (green light) | 2min+3min | 5 | near-wrist activities (i.e., grabbing up a cup and drinking water) repeatedly + sitting | one session | unclear, experimental
298 | static 2h | PPG | HR | own data | 20-40y, healthy | own device (wrist band) | 300hz | one (green light) | 10min | 20 | sitting | 2h | unclear, experimental
298 | static 3h | PPG | HR | own data | 20-40y, healthy | own device (wrist band) | 300hz | one (green light) | 10min | 20 | sitting | 3h | unclear, experimental
298 | static adaptive 3h | PPG | HR | own data | 20-40y, healthy | own device (wrist band) | 300hz | one (green light) | 10min | 20 | sitting | 3h | unclear, experimental
298 | VMD+FastICA 12s | PPG | HR | own data | 20-40y, healthy | own device (wrist band) | 300hz | one (green light) | 2min+3min | 4 | 7 continuous movements with the arms + sitting | one session | unclear, experimental
298 | CEEMDAN + FastICA 12s | PPG | HR | own data | 20-40y, healthy | own device (wrist band) | 300hz | one (green light) | 2min+3min | 4 | 7 continuous movements with the arms + sitting | one session | unclear, experimental
298 | VMD+FastICA 24s | PPG | HR | own data | 20-40y, healthy | own device (wrist band) | 300hz | one (green light) | 2min+3min | 4 | 7 continuous movements with the arms + sitting | one session | unclear, experimental
298 | CEEMDAN + FastICA 24s | PPG | HR | own data | 20-40y, healthy | own device (wrist band) | 300hz | one (green light) | 2min+3min | 4 | 7 continuous movements with the arms + sitting | one session | unclear, experimental
305 | LR 30 EDA | EDA | EDA | own data | students of Bogazici University | Empatica E4 | 4 Hz |  | 5 days (except nights) | 74 | everyday activities | 5 consecutive days | everyday conditions
305 | MLP 30 EDA | EDA | EDA | own data | students of Bogazici University | Empatica E4 | 4 Hz |  | 5 days (except nights) | 74 | everyday activities | 5 consecutive days | everyday conditions
305 | RF 30 EDA | EDA | EDA | own data | students of Bogazici University | Empatica E4 | 4 Hz |  | 5 days (except nights) | 74 | everyday activities | 5 consecutive days | everyday conditions
305 | LR 60 EDA | EDA | EDA | own data | students of Bogazici University | Empatica E4 | 4 Hz |  | 5 days (except nights) | 74 | everyday activities | 5 consecutive days | everyday conditions
305 | MLP 60 EDA | EDA | EDA | own data | students of Bogazici University | Empatica E4 | 4 Hz |  | 5 days (except nights) | 74 | everyday activities | 5 consecutive days | everyday conditions
305 | RF 60 EDA | EDA | EDA | own data | students of Bogazici University | Empatica E4 | 4 Hz |  | 5 days (except nights) | 74 | everyday activities | 5 consecutive days | everyday conditions
305 | LR 120 EDA | EDA | EDA | own data | students of Bogazici University | Empatica E4 | 4 Hz |  | 5 days (except nights) | 74 | everyday activities | 5 consecutive days | everyday conditions
305 | MLP 120 EDA | EDA | EDA | own data | students of Bogazici University | Empatica E4 | 4 Hz |  | 5 days (except nights) | 74 | everyday activities | 5 consecutive days | everyday conditions
305 | RF 120 EDA | EDA | EDA | own data | students of Bogazici University | Empatica E4 | 4 Hz |  | 5 days (except nights) | 74 | everyday activities | 5 consecutive days | everyday conditions
305 | LR 30 HRV | PPG | HR | own data | students of Bogazici University | Empatica E4 | 64 Hz | 1 channel | 5 days (except nights) | 74 | everyday activities | 5 consecutive days | everyday conditions
305 | MLP 30 HRV | PPG | HR | own data | students of Bogazici University | Empatica E4 | 64 Hz | 1 channel | 5 days (except nights) | 74 | everyday activities | 5 consecutive days | everyday conditions
305 | RF 30 HRV | PPG | HR | own data | students of Bogazici University | Empatica E4 | 64 Hz | 1 channel | 5 days (except nights) | 74 | everyday activities | 5 consecutive days | everyday conditions
305 | LR 60 HRV | PPG | HR | own data | students of Bogazici University | Empatica E4 | 64 Hz | 1 channel | 5 days (except nights) | 74 | everyday activities | 5 consecutive days | everyday conditions
305 | MLP 60 HRV | PPG | HR | own data | students of Bogazici University | Empatica E4 | 64 Hz | 1 channel | 5 days (except nights) | 74 | everyday activities | 5 consecutive days | everyday conditions
305 | RF 60 HRV | PPG | HR | own data | students of Bogazici University | Empatica E4 | 64 Hz | 1 channel | 5 days (except nights) | 74 | everyday activities | 5 consecutive days | everyday conditions
305 | LR 120 HRV | PPG | HR | own data | students of Bogazici University | Empatica E4 | 64 Hz | 1 channel | 5 days (except nights) | 74 | everyday activities | 5 consecutive days | everyday conditions
305 | MLP 120 HRV | PPG | HR | own data | students of Bogazici University | Empatica E4 | 64 Hz | 1 channel | 5 days (except nights) | 74 | everyday activities | 5 consecutive days | everyday conditions
305 | RF 120 HRV | PPG | HR | own data | students of Bogazici University | Empatica E4 | 64 Hz | 1 channel | 5 days (except nights) | 74 | everyday activities | 5 consecutive days | everyday conditions
305 | LR 30 EDA-HRV | EDA, PPG | EDA, HR | own data | students of Bogazici University | Empatica E4 | 4 Hz, 64 Hz | 1 channel | 5 days (except nights) | 74 | everyday activities | 5 consecutive days | everyday conditions
305 | MLP 30 EDA-HRV | EDA, PPG | EDA, HR | own data | students of Bogazici University | Empatica E4 | 4 Hz, 64 Hz | 1 channel | 5 days (except nights) | 74 | everyday activities | 5 consecutive days | everyday conditions
305 | RF 30 EDA-HRV | EDA, PPG | EDA, HR | own data | students of Bogazici University | Empatica E4 | 4 Hz, 64 Hz | 1 channel | 5 days (except nights) | 74 | everyday activities | 5 consecutive days | everyday conditions
305 | LR 60 EDA-HRV | EDA, PPG | EDA, HR | own data | students of Bogazici University | Empatica E4 | 4 Hz, 64 Hz | 1 channel | 5 days (except nights) | 74 | everyday activities | 5 consecutive days | everyday conditions
305 | MLP 60 EDA-HRV | EDA, PPG | EDA, HR | own data | students of Bogazici University | Empatica E4 | 4 Hz, 64 Hz | 1 channel | 5 days (except nights) | 74 | everyday activities | 5 consecutive days | everyday conditions
305 | RF 60 EDA-HRV | EDA, PPG | EDA, HR | own data | students of Bogazici University | Empatica E4 | 4 Hz, 64 Hz | 1 channel | 5 days (except nights) | 74 | everyday activities | 5 consecutive days | everyday conditions
305 | LR 120 EDA-HRV | EDA, PPG | EDA, HR | own data | students of Bogazici University | Empatica E4 | 4 Hz, 64 Hz | 1 channel | 5 days (except nights) | 74 | everyday activities | 5 consecutive days | everyday conditions
305 | MLP 120 EDA-HRV | EDA, PPG | EDA, HR | own data | students of Bogazici University | Empatica E4 | 4 Hz, 64 Hz | 1 channel | 5 days (except nights) | 74 | everyday activities | 5 consecutive days | everyday conditions
305 | RF 120 EDA-HRV | EDA, PPG | EDA, HR | own data | students of Bogazici University | Empatica E4 | 4 Hz, 64 Hz | 1 channel | 5 days (except nights) | 74 | everyday activities | 5 consecutive days | everyday conditions
330 | Apple watch LR:ACC | ECG | HR | own data | none | Apple watch | 514 Hz | similar to Lead I | 41x30s | 5 | sitting | none | experimental
330 | Apple watch LR:MFCC | ECG | HR | own data | none | Apple watch | 514 Hz | similar to Lead I | 41x30s | 5 | sitting | none | experimental
330 | Apple watch LR:QRS | ECG | HR | own data | none | Apple watch | 514 Hz | similar to Lead I | 41x30s | 5 | sitting | none | experimental
330 | Apple watch LDA:ACC | ECG | HR | own data | none | Apple watch | 514 Hz | similar to Lead I | 41x30s | 5 | sitting | none | experimental
330 | Apple watch LDA:MFCC | ECG | HR | own data | none | Apple watch | 514 Hz | similar to Lead I | 41x30s | 5 | sitting | none | experimental
330 | Apple watch LDA:QRS | ECG | HR | own data | none | Apple watch | 514 Hz | similar to Lead I | 41x30s | 5 | sitting | none | experimental
330 | Apple watch SVM:ACC | ECG | HR | own data | none | Apple watch | 514 Hz | similar to Lead I | 41x30s | 5 | sitting | none | experimental
330 | Apple watch SVM:MFCC | ECG | HR | own data | none | Apple watch | 514 Hz | similar to Lead I | 41x30s | 5 | sitting | none | experimental
330 | Apple watch SVM:QRS | ECG | HR | own data | none | Apple watch | 514 Hz | similar to Lead I | 41x30s | 5 | sitting | none | experimental
330 | Apple watch RBF-SVM:ACC | ECG | HR | own data | none | Apple watch | 514 Hz | similar to Lead I | 41x30s | 5 | sitting | none | experimental
330 | Apple watch RBF-SVM:MFCC | ECG | HR | own data | none | Apple watch | 514 Hz | similar to Lead I | 41x30s | 5 | sitting | none | experimental
330 | Apple watch RBF-SVM:QRS | ECG | HR | own data | none | Apple watch | 514 Hz | similar to Lead I | 41x30s | 5 | sitting | none | experimental
330 | Apple watch KNN:ACC | ECG | HR | own data | none | Apple watch | 514 Hz | similar to Lead I | 41x30s | 5 | sitting | none | experimental
330 | Apple watch KNN:MFCC | ECG | HR | own data | none | Apple watch | 514 Hz | similar to Lead I | 41x30s | 5 | sitting | none | experimental
330 | Apple watch KNN:QRS | ECG | HR | own data | none | Apple watch | 514 Hz | similar to Lead I | 41x30s | 5 | sitting | none | experimental
330 | Apple watch DT:ACC | ECG | HR | own data | none | Apple watch | 514 Hz | similar to Lead I | 41x30s | 5 | sitting | none | experimental
330 | Apple watch DT:MFCC | ECG | HR | own data | none | Apple watch | 514 Hz | similar to Lead I | 41x30s | 5 | sitting | none | experimental
330 | Apple watch DT:QRS | ECG | HR | own data | none | Apple watch | 514 Hz | similar to Lead I | 41x30s | 5 | sitting | none | experimental
330 | Apple watch RF:ACC | ECG | HR | own data | none | Apple watch | 514 Hz | similar to Lead I | 41x30s | 5 | sitting | none | experimental
330 | Apple watch RF:MFCC | ECG | HR | own data | none | Apple watch | 514 Hz | similar to Lead I | 41x30s | 5 | sitting | none | experimental
330 | Apple watch RF:QRS | ECG | HR | own data | none | Apple watch | 514 Hz | similar to Lead I | 41x30s | 5 | sitting | none | experimental
401 | S1 in-sample 30HB s80 | PPG | HR | own data | 26m 40f; 16-79y | Huawei Watch G2 | 100hz | not described | 5d x 5s x >5min | 66 | rest | 20 min between sessions, 5 days | experimental
401 | S1 out-of-sample 30HB s80 | PPG | HR | own data | 26m 40f; 16-79y | Huawei Watch G2 | 100hz | not described | 5d x 5s x >5min | 66 | rest | 20 min between sessions, 5 days | experimental
401 | S1 out-of-sample 1HB | PPG | HR | own data | 26m 40f; 16-79y | Huawei Watch G2 | 100hz | not described | 5d x 5s x >5min | 66 | rest | 20 min between sessions, 5 days | experimental
401 | S1 out-of-sample 5HB | PPG | HR | own data | 26m 40f; 16-79y | Huawei Watch G2 | 100hz | not described | 5d x 5s x >5min | 66 | rest | 20 min between sessions, 5 days | experimental
401 | S1 out-of-sample 15HB | PPG | HR | own data | 26m 40f; 16-79y | Huawei Watch G2 | 100hz | not described | 5d x 5s x >5min | 66 | rest | 20 min between sessions, 5 days | experimental
401 | S1 in-sample 1HB | PPG | HR | own data | 26m 40f; 16-79y | Huawei Watch G2 | 100hz | not described | 5d x 5s x >5min | 66 | rest | 20 min between sessions, 5 days | experimental
401 | S1 out-of-sample 30HB s20 | PPG | HR | own data | 26m 40f; 16-79y | Huawei Watch G2 | 100hz | not described | 5d x 5s x >5min | 66 | rest | 20 min between sessions, 5 days | experimental
401 | S1 out-of-sample 30HB s40 | PPG | HR | own data | 26m 40f; 16-79y | Huawei Watch G2 | 100hz | not described | 5d x 5s x >5min | 66 | rest | 20 min between sessions, 5 days | experimental
401 | S1 out-of-sample 30HB s60 | PPG | HR | own data | 26m 40f; 16-79y | Huawei Watch G2 | 100hz | not described | 5d x 5s x >5min | 66 | rest | 20 min between sessions, 5 days | experimental
401 | S1 in-sample 30HB s20 | PPG | HR | own data | 26m 40f; 16-79y | Huawei Watch G2 | 100hz | not described | 5d x 5s x >5min | 66 | rest | 20 min between sessions, 5 days | experimental
401 | S1 in-sample s80 30HB low-HR | PPG | HR | own data | 26m 40f; 16-79y | Huawei Watch G2 | 100hz | not described | 5d x 5s x >5min | 66 | rest | 20 min between sessions, 5 days | experimental
401 | S1 in-sample s80 30HB mid-HR | PPG | HR | own data | 26m 40f; 16-79y | Huawei Watch G2 | 100hz | not described | 5d x 5s x >5min | 66 | rest | 20 min between sessions, 5 days | experimental
401 | S1 in-sample s80 30HB high-HR | PPG | HR | own data | 26m 40f; 16-79y | Huawei Watch G2 | 100hz | not described | 5d x 5s x >5min | 66 | rest | 20 min between sessions, 5 days | experimental
401 | S1 out-of-sample s80 30HB low-HR | PPG | HR | own data | 26m 40f; 16-79y | Huawei Watch G2 | 100hz | not described | 5d x 5s x >5min | 66 | rest | 20 min between sessions, 5 days | experimental
401 | S1 out-of-sample s80 30HB mid-HR | PPG | HR | own data | 26m 40f; 16-79y | Huawei Watch G2 | 100hz | not described | 5d x 5s x >5min | 66 | rest | 20 min between sessions, 5 days | experimental
401 | S1 out-of-sample s80 30HB high-HR | PPG | HR | own data | 26m 40f; 16-79y | Huawei Watch G2 | 100hz | not described | 5d x 5s x >5min | 66 | rest | 20 min between sessions, 5 days | experimental
401 | S2 in-sample s80 30HB low-low | PPG | HR | own data | 42m 47f; 18-48y | Huawei Watch G2 | 100hz | not described | 5d x 10+20min | 89 | 10min resting, 20min exercise | 5 days | experimental
401 | S2 in-sample s80 30HB low-mid | PPG | HR | own data | 42m 47f; 18-48y | Huawei Watch G2 | 100hz | not described | 5d x 10+20min | 89 | 10min resting, 20min exercise | 5 days | experimental
401 | S2 in-sample s80 30HB low-high | PPG | HR | own data | 42m 47f; 18-48y | Huawei Watch G2 | 100hz | not described | 5d x 10+20min | 89 | 10min resting, 20min exercise | 5 days | experimental
401 | S2 in-sample s80 30HB mid-low | PPG | HR | own data | 42m 47f; 18-48y | Huawei Watch G2 | 100hz | not described | 5d x 10+20min | 89 | 10min resting, 20min exercise | 5 days | experimental
401 | S2 in-sample s80 30HB mid-mid | PPG | HR | own data | 42m 47f; 18-48y | Huawei Watch G2 | 100hz | not described | 5d x 10+20min | 89 | 10min resting, 20min exercise | 5 days | experimental
401 | S2 in-sample s80 30HB mid-high | PPG | HR | own data | 42m 47f; 18-48y | Huawei Watch G2 | 100hz | not described | 5d x 10+20min | 89 | 10min resting, 20min exercise | 5 days | experimental
401 | S2 in-sample s80 30HB high-low | PPG | HR | own data | 42m 47f; 18-48y | Huawei Watch G2 | 100hz | not described | 5d x 10+20min | 89 | 10min resting, 20min exercise | 5 days | experimental
401 | S2 in-sample s80 30HB high-mid | PPG | HR | own data | 42m 47f; 18-48y | Huawei Watch G2 | 100hz | not described | 5d x 10+20min | 89 | 10min resting, 20min exercise | 5 days | experimental
401 | S2 in-sample s80 30HB high-high | PPG | HR | own data | 42m 47f; 18-48y | Huawei Watch G2 | 100hz | not described | 5d x 10+20min | 89 | 10min resting, 20min exercise | 5 days | experimental
401 | S2 out-of-sample s80 30HB low-low | PPG | HR | own data | 42m 47f; 18-48y | Huawei Watch G2 | 100hz | not described | 5d x 10+20min | 89 | 10min resting, 20min exercise | 5 days | experimental
401 | S2 out-of-sample s80 30HB low-mid | PPG | HR | own data | 42m 47f; 18-48y | Huawei Watch G2 | 100hz | not described | 5d x 10+20min | 89 | 10min resting, 20min exercise | 5 days | experimental
401 | S2 out-of-sample s80 30HB low-high | PPG | HR | own data | 42m 47f; 18-48y | Huawei Watch G2 | 100hz | not described | 5d x 10+20min | 89 | 10min resting, 20min exercise | 5 days | experimental
401 | S2 out-of-sample s80 30HB mid-low | PPG | HR | own data | 42m 47f; 18-48y | Huawei Watch G2 | 100hz | not described | 5d x 10+20min | 89 | 10min resting, 20min exercise | 5 days | experimental
401 | S2 out-of-sample s80 30HB mid-mid | PPG | HR | own data | 42m 47f; 18-48y | Huawei Watch G2 | 100hz | not described | 5d x 10+20min | 89 | 10min resting, 20min exercise | 5 days | experimental
401 | S2 out-of-sample s80 30HB mid-high | PPG | HR | own data | 42m 47f; 18-48y | Huawei Watch G2 | 100hz | not described | 5d x 10+20min | 89 | 10min resting, 20min exercise | 5 days | experimental
401 | S2 out-of-sample s80 30HB high-low | PPG | HR | own data | 42m 47f; 18-48y | Huawei Watch G2 | 100hz | not described | 5d x 10+20min | 89 | 10min resting, 20min exercise | 5 days | experimental
401 | S2 out-of-sample s80 30HB high-mid | PPG | HR | own data | 42m 47f; 18-48y | Huawei Watch G2 | 100hz | not described | 5d x 10+20min | 89 | 10min resting, 20min exercise | 5 days | experimental
401 | S2 out-of-sample s80 30HB high-high | PPG | HR | own data | 42m 47f; 18-48y | Huawei Watch G2 | 100hz | not described | 5d x 10+20min | 89 | 10min resting, 20min exercise | 5 days | experimental
61 | L1HR binary SVM | PPG | HR | own data | not reported | Fitbit Charge HR | not reported | one (green) | not reported | 10 | not reported | not reported | not reported
61 | L3aHR+Resp binary SVM | PPG+microphone | HR+Breathing | own data | not reported | Fitbit Charge HR+Evistr Digital microphone Recorder | not reported+44.1 kHz | one (green) | not reported | 10 | not reported | not reported | not reported
61 | L1HR unary SVM | PPG | HR | own data | not reported | Fitbit Charge HR | not reported | one (green) | not reported | 10 | not reported | not reported | not reported
61 | L3aHR+Resp unary SVM | PPG+microphone | HR+Breathing | own data | not reported | Fitbit Charge HR+Evistr Digital microphone Recorder | not reported+44.1 kHz | one (green) | not reported | 10 | not reported | not reported | not reported
495 | S1 | ECG | HR | own data | 18 m 4 w; good health | Hexoskin Proshirt / HeartIn Fit shirt | 256 Hz & 512 Hz | 3 & 2 | minimum 15 minutes | 11 | daily routine activity | one session | experimental
495 | S2 | ECG | HR | own data | 18 m 4 w; good health | Hexoskin Proshirt / HeartIn Fit shirt | 256 Hz & 512 Hz | 3 & 2 | 2 x minimum 15 minutes | 11 | daily routine activity | 30 days | experimental
495 | S3 | ECG | HR | own data | 18 m 4 w; good health | Hexoskin Proshirt / HeartIn Fit shirt | 256 Hz & 512 Hz | 3 & 2 | 2 x minimum 15 minutes | 11 | daily routine activity | 30 days | experimental
495 | S4 | ECG | HR | own data | 18 m 4 w; good health | Hexoskin Proshirt / HeartIn Fit shirt | 256 Hz & 512 Hz | 3 & 2 | 3 min + minimum 12 minutes | 11 | 3 minutes lite and easy walking activities, after that normal routine activities | one session | experimental
495 | S5 | ECG | HR | own data | 18 m 4 w; good health | Hexoskin Proshirt / HeartIn Fit shirt | 256 Hz & 512 Hz | 3 & 2 | 2 x 3 min + minimum 12 minutes | 11 | 3 minutes lite and easy walking activities, after that normal routine activities | 30 days | experimental
475 | LSTM / PM 1 subject | ECG | HR | own data | not reported | ASUS VivoWatch BP | 60 Hz | not described | 40 x 15 seconds | 15 | sitting in car | one session | owner sits in the car
475 | LSTM / PM 2 subject | ECG | HR | own data | not reported | ASUS VivoWatch BP | 60 Hz | not described | 40 x 15 seconds | 15 | sitting in car | one session | owner sits in the car
475 | LSTM / PM 3 subject | ECG | HR | own data | not reported | ASUS VivoWatch BP | 60 Hz | not described | 40 x 15 seconds | 15 | sitting in car | one session | owner sits in the car
475 | LSTM / PM 4 subject | ECG | HR | own data | not reported | ASUS VivoWatch BP | 60 Hz | not described | 40 x 15 seconds | 15 | sitting in car | one session | owner sits in the car
475 | LSTM / PM 5 subject | ECG | HR | own data | not reported | ASUS VivoWatch BP | 60 Hz | not described | 40 x 15 seconds | 15 | sitting in car | one session | owner sits in the car
475 | AE / PM 1 subject | ECG | HR | own data | not reported | ASUS VivoWatch BP | 60 Hz | not described | 40 x 15 seconds | 15 | sitting in car | one session | owner sits in the car
475 | AE / PM 2 subject | ECG | HR | own data | not reported | ASUS VivoWatch BP | 60 Hz | not described | 40 x 15 seconds | 15 | sitting in car | one session | owner sits in the car
475 | AE / PM 3 subject | ECG | HR | own data | not reported | ASUS VivoWatch BP | 60 Hz | not described | 40 x 15 seconds | 15 | sitting in car | one session | owner sits in the car
475 | AE / PM 4 subject | ECG | HR | own data | not reported | ASUS VivoWatch BP | 60 Hz | not described | 40 x 15 seconds | 15 | sitting in car | one session | owner sits in the car
475 | AE / PM 5 subject | ECG | HR | own data | not reported | ASUS VivoWatch BP | 60 Hz | not described | 40 x 15 seconds | 15 | sitting in car | one session | owner sits in the car
460 | 460.0.1 | ECG | HR | own data | 2 healthy, 2 with occasional irregular heartbeat (PVC); mean age 62 y, mean height 179 cm, mean weight 73 kg | Savvy (chest-worn) | 125 Hz | 2 lead / 12 electrode | 6 hours | 4 | daily living; activities, e.g., sitting, walking and resting, and sleep | one session | not specified
459 | level 1 | PPG | HR | own data | not reported | Mio Fuse, Fitbit, Microsoft Band | 16 Hz, 32Hz, 64 Hz | not described | 1 hour | 30 | real life scenario (recording without a predefined task to make it as natural as possible) | one session | experimental
459 | level 2 | PPG | HR | own data | not reported | Mio Fuse, Fitbit, Microsoft Band | 16 Hz, 32Hz, 64 Hz | not described | 1 hour | 30 | real life scenario (recording without a predefined task to make it as natural as possible) | one session | experimental
459 | level 3 | PPG | HR | own data | not reported | Mio Fuse, Fitbit, Microsoft Band | 16 Hz, 32Hz, 64 Hz | not described | 1 hour | 30 | real life scenario (recording without a predefined task to make it as natural as possible) | one session | experimental
459 | level 4 | PPG | HR | own data | not reported | Mio Fuse, Fitbit, Microsoft Band | 16 Hz, 32Hz, 64 Hz | not described | 1 hour | 30 | real life scenario (recording without a predefined task to make it as natural as possible) | one session | experimental
459 | level fusion | PPG | HR | own data | not reported | Mio Fuse, Fitbit, Microsoft Band | 16 Hz, 32Hz, 64 Hz | not described | 1 hour | 30 | real life scenario (recording without a predefined task to make it as natural as possible) | one session | experimental
455 | time | ECG | HR | own data | not reported | Maxim wristband | 512 Hz | Lead I | 5 x 3 min | 29 | sitting | 1 hour | experimental
455 | wavelet | ECG | HR | own data | not reported | Maxim wristband | 512 Hz | Lead I | 5 x 3 min | 29 | sitting | 1 hour | experimental
455 | DL | ECG | HR | own data | not reported | Maxim wristband | 512 Hz | Lead I | 5 x 3 min | 29 | sitting | 1 hour | experimental
447 | ResNet50 1s Sc2 | ECG | HR | Vollmer DB | 13 healthy subjects | Hexoskin HX1 | 256 Hz | 3 electrodes | 4x5 min | 13 | resting, walking, standing and uphill walking | one session | experimental
447 | ResNet50 1s Sc4 | ECG | HR | Vollmer DB | 13 healthy subjects | Hexoskin HX1 | 256 Hz | 3 electrodes | 4x5 min | 13 | resting, walking, standing and uphill walking | one session | experimental
447 | ResNet50 1s Sc10 | ECG | HR | Vollmer DB | 13 healthy subjects | Hexoskin HX1 | 256 Hz | 3 electrodes | 4x5 min | 13 | resting, walking, standing and uphill walking | one session | experimental
447 | ResNet50 1s Sp2 | ECG | HR | Vollmer DB | 13 healthy subjects | Hexoskin HX1 | 256 Hz | 3 electrodes | 4x5 min | 13 | resting, walking, standing and uphill walking | one session | experimental
447 | ResNet50 1s Sp4 | ECG | HR | Vollmer DB | 13 healthy subjects | Hexoskin HX1 | 256 Hz | 3 electrodes | 4x5 min | 13 | resting, walking, standing and uphill walking | one session | experimental
447 | ResNet50 1s Sp10 | ECG | HR | Vollmer DB | 13 healthy subjects | Hexoskin HX1 | 256 Hz | 3 electrodes | 4x5 min | 13 | resting, walking, standing and uphill walking | one session | experimental
447 | ResNet50 1s Mel2 | ECG | HR | Vollmer DB | 13 healthy subjects | Hexoskin HX1 | 256 Hz | 3 electrodes | 4x5 min | 13 | resting, walking, standing and uphill walking | one session | experimental
447 | ResNet50 1s Mel4 | ECG | HR | Vollmer DB | 13 healthy subjects | Hexoskin HX1 | 256 Hz | 3 electrodes | 4x5 min | 13 | resting, walking, standing and uphill walking | one session | experimental
447 | ResNet50 1s Mel10 | ECG | HR | Vollmer DB | 13 healthy subjects | Hexoskin HX1 | 256 Hz | 3 electrodes | 4x5 min | 13 | resting, walking, standing and uphill walking | one session | experimental
447 | ResNet50 3s Sc2 | ECG | HR | Vollmer DB | 13 healthy subjects | Hexoskin HX1 | 256 Hz | 3 electrodes | 4x5 min | 13 | resting, walking, standing and uphill walking | one session | experimental
447 | ResNet50 3s Sc4 | ECG | HR | Vollmer DB | 13 healthy subjects | Hexoskin HX1 | 256 Hz | 3 electrodes | 4x5 min | 13 | resting, walking, standing and uphill walking | one session | experimental
447 | ResNet50 3s Sc10 | ECG | HR | Vollmer DB | 13 healthy subjects | Hexoskin HX1 | 256 Hz | 3 electrodes | 4x5 min | 13 | resting, walking, standing and uphill walking | one session | experimental
447 | ResNet50 3s Sp2 | ECG | HR | Vollmer DB | 13 healthy subjects | Hexoskin HX1 | 256 Hz | 3 electrodes | 4x5 min | 13 | resting, walking, standing and uphill walking | one session | experimental
447 | ResNet50 3s Sp4 | ECG | HR | Vollmer DB | 13 healthy subjects | Hexoskin HX1 | 256 Hz | 3 electrodes | 4x5 min | 13 | resting, walking, standing and uphill walking | one session | experimental
447 | ResNet50 3s Sp10 | ECG | HR | Vollmer DB | 13 healthy subjects | Hexoskin HX1 | 256 Hz | 3 electrodes | 4x5 min | 13 | resting, walking, standing and uphill walking | one session | experimental
447 | ResNet50 3s Mel2 | ECG | HR | Vollmer DB | 13 healthy subjects | Hexoskin HX1 | 256 Hz | 3 electrodes | 4x5 min | 13 | resting, walking, standing and uphill walking | one session | experimental
447 | ResNet50 3s Mel4 | ECG | HR | Vollmer DB | 13 healthy subjects | Hexoskin HX1 | 256 Hz | 3 electrodes | 4x5 min | 13 | resting, walking, standing and uphill walking | one session | experimental
447 | ResNet50 3s Mel10 | ECG | HR | Vollmer DB | 13 healthy subjects | Hexoskin HX1 | 256 Hz | 3 electrodes | 4x5 min | 13 | resting, walking, standing and uphill walking | one session | experimental
447 | ResNet50 5s Sc2 | ECG | HR | Vollmer DB | 13 healthy subjects | Hexoskin HX1 | 256 Hz | 3 electrodes | 4x5 min | 13 | resting, walking, standing and uphill walking | one session | experimental
447 | ResNet50 5s Sc4 | ECG | HR | Vollmer DB | 13 healthy subjects | Hexoskin HX1 | 256 Hz | 3 electrodes | 4x5 min | 13 | resting, walking, standing and uphill walking | one session | experimental
447 | ResNet50 5s Sc10 | ECG | HR | Vollmer DB | 13 healthy subjects | Hexoskin HX1 | 256 Hz | 3 electrodes | 4x5 min | 13 | resting, walking, standing and uphill walking | one session | experimental
447 | ResNet50 5s Sp2 | ECG | HR | Vollmer DB | 13 healthy subjects | Hexoskin HX1 | 256 Hz | 3 electrodes | 4x5 min | 13 | resting, walking, standing and uphill walking | one session | experimental
447 | ResNet50 5s Sp4 | ECG | HR | Vollmer DB | 13 healthy subjects | Hexoskin HX1 | 256 Hz | 3 electrodes | 4x5 min | 13 | resting, walking, standing and uphill walking | one session | experimental
447 | ResNet50 5s Sp10 | ECG | HR | Vollmer DB | 13 healthy subjects | Hexoskin HX1 | 256 Hz | 3 electrodes | 4x5 min | 13 | resting, walking, standing and uphill walking | one session | experimental
447 | ResNet50 5s Mel2 | ECG | HR | Vollmer DB | 13 healthy subjects | Hexoskin HX1 | 256 Hz | 3 electrodes | 4x5 min | 13 | resting, walking, standing and uphill walking | one session | experimental
447 | ResNet50 5s Mel4 | ECG | HR | Vollmer DB | 13 healthy subjects | Hexoskin HX1 | 256 Hz | 3 electrodes | 4x5 min | 13 | resting, walking, standing and uphill walking | one session | experimental
447 | ResNet50 5s Mel10 | ECG | HR | Vollmer DB | 13 healthy subjects | Hexoskin HX1 | 256 Hz | 3 electrodes | 4x5 min | 13 | resting, walking, standing and uphill walking | one session | experimental
447 | DensNet201 1s Sc2 | ECG | HR | Vollmer DB | 13 healthy subjects | Hexoskin HX1 | 256 Hz | 3 electrodes | 4x5 min | 13 | resting, walking, standing and uphill walking | one session | experimental
447 | DensNet201 1s Sc4 | ECG | HR | Vollmer DB | 13 healthy subjects | Hexoskin HX1 | 256 Hz | 3 electrodes | 4x5 min | 13 | resting, walking, standing and uphill walking | one session | experimental
447 | DensNet201 1s Sc10 | ECG | HR | Vollmer DB | 13 healthy subjects | Hexoskin HX1 | 256 Hz | 3 electrodes | 4x5 min | 13 | resting, walking, standing and uphill walking | one session | experimental
447 | DensNet201 1s Sp2 | ECG | HR | Vollmer DB | 13 healthy subjects | Hexoskin HX1 | 256 Hz | 3 electrodes | 4x5 min | 13 | resting, walking, standing and uphill walking | one session | experimental
447 | DensNet201 1s Sp4 | ECG | HR | Vollmer DB | 13 healthy subjects | Hexoskin HX1 | 256 Hz | 3 electrodes | 4x5 min | 13 | resting, walking, standing and uphill walking | one session | experimental
447 | DensNet201 1s Sp10 | ECG | HR | Vollmer DB | 13 healthy subjects | Hexoskin HX1 | 256 Hz | 3 electrodes | 4x5 min | 13 | resting, walking, standing and uphill walking | one session | experimental
447 | DensNet201 1s Mel2 | ECG | HR | Vollmer DB | 13 healthy subjects | Hexoskin HX1 | 256 Hz | 3 electrodes | 4x5 min | 13 | resting, walking, standing and uphill walking | one session | experimental
447 | DensNet201 1s Mel4 | ECG | HR | Vollmer DB | 13 healthy subjects | Hexoskin HX1 | 256 Hz | 3 electrodes | 4x5 min | 13 | resting, walking, standing and uphill walking | one session | experimental
447 | DensNet201 1s Mel10 | ECG | HR | Vollmer DB | 13 healthy subjects | Hexoskin HX1 | 256 Hz | 3 electrodes | 4x5 min | 13 | resting, walking, standing and uphill walking | one session | experimental
447 | DensNet201 3s Sc2 | ECG | HR | Vollmer DB | 13 healthy subjects | Hexoskin HX1 | 256 Hz | 3 electrodes | 4x5 min | 13 | resting, walking, standing and uphill walking | one session | experimental
447 | DensNet201 3s Sc4 | ECG | HR | Vollmer DB | 13 healthy subjects | Hexoskin HX1 | 256 Hz | 3 electrodes | 4x5 min | 13 | resting, walking, standing and uphill walking | one session | experimental
447 | DensNet201 3s Sc10 | ECG | HR | Vollmer DB | 13 healthy subjects | Hexoskin HX1 | 256 Hz | 3 electrodes | 4x5 min | 13 | resting, walking, standing and uphill walking | one session | experimental
447 | DensNet201 3s Sp2 | ECG | HR | Vollmer DB | 13 healthy subjects | Hexoskin HX1 | 256 Hz | 3 electrodes | 4x5 min | 13 | resting, walking, standing and uphill walking | one session | experimental
447 | DensNet201 3s Sp4 | ECG | HR | Vollmer DB | 13 healthy subjects | Hexoskin HX1 | 256 Hz | 3 electrodes | 4x5 min | 13 | resting, walking, standing and uphill walking | one session | experimental
447 | DensNet201 3s Sp10 | ECG | HR | Vollmer DB | 13 healthy subjects | Hexoskin HX1 | 256 Hz | 3 electrodes | 4x5 min | 13 | resting, walking, standing and uphill walking | one session | experimental
447 | DensNet201 3s Mel2 | ECG | HR | Vollmer DB | 13 healthy subjects | Hexoskin HX1 | 256 Hz | 3 electrodes | 4x5 min | 13 | resting, walking, standing and uphill walking | one session | experimental
447 | DensNet201 3s Mel4 | ECG | HR | Vollmer DB | 13 healthy subjects | Hexoskin HX1 | 256 Hz | 3 electrodes | 4x5 min | 13 | resting, walking, standing and uphill walking | one session | experimental
447 | DensNet201 3s Mel10 | ECG | HR | Vollmer DB | 13 healthy subjects | Hexoskin HX1 | 256 Hz | 3 electrodes | 4x5 min | 13 | resting, walking, standing and uphill walking | one session | experimental
447 | DensNet201 5s Sc2 | ECG | HR | Vollmer DB | 13 healthy subjects | Hexoskin HX1 | 256 Hz | 3 electrodes | 4x5 min | 13 | resting, walking, standing and uphill walking | one session | experimental
447 | DensNet201 5s Sc4 | ECG | HR | Vollmer DB | 13 healthy subjects | Hexoskin HX1 | 256 Hz | 3 electrodes | 4x5 min | 13 | resting, walking, standing and uphill walking | one session | experimental
447 | DensNet201 5s Sc10 | ECG | HR | Vollmer DB | 13 healthy subjects | Hexoskin HX1 | 256 Hz | 3 electrodes | 4x5 min | 13 | resting, walking, standing and uphill walking | one session | experimental
447 | DensNet201 5s Sp2 | ECG | HR | Vollmer DB | 13 healthy subjects | Hexoskin HX1 | 256 Hz | 3 electrodes | 4x5 min | 13 | resting, walking, standing and uphill walking | one session | experimental
447 | DensNet201 5s Sp4 | ECG | HR | Vollmer DB | 13 healthy subjects | Hexoskin HX1 | 256 Hz | 3 electrodes | 4x5 min | 13 | resting, walking, standing and uphill walking | one session | experimental
447 | DensNet201 5s Sp10 | ECG | HR | Vollmer DB | 13 healthy subjects | Hexoskin HX1 | 256 Hz | 3 electrodes | 4x5 min | 13 | resting, walking, standing and uphill walking | one session | experimental
447 | DensNet201 5s Mel2 | ECG | HR | Vollmer DB | 13 healthy subjects | Hexoskin HX1 | 256 Hz | 3 electrodes | 4x5 min | 13 | resting, walking, standing and uphill walking | one session | experimental
447 | DensNet201 5s Mel4 | ECG | HR | Vollmer DB | 13 healthy subjects | Hexoskin HX1 | 256 Hz | 3 electrodes | 4x5 min | 13 | resting, walking, standing and uphill walking | one session | experimental
447 | DensNet201 5s Mel10 | ECG | HR | Vollmer DB | 13 healthy subjects | Hexoskin HX1 | 256 Hz | 3 electrodes | 4x5 min | 13 | resting, walking, standing and uphill walking | one session | experimental
447 | ResNet50 1s Sc2 Resting | ECG | HR | Vollmer DB | 13 healthy subjects | Hexoskin HX1 | 256 Hz | 3 electrodes | 5 min | 13 | Resting | one session | experimental
447 | ResNet50 1s Sc4 Resting | ECG | HR | Vollmer DB | 13 healthy subjects | Hexoskin HX1 | 256 Hz | 3 electrodes | 5 min | 13 | Resting | one session | experimental
447 | ResNet50 1s Sc10 Resting | ECG | HR | Vollmer DB | 13 healthy subjects | Hexoskin HX1 | 256 Hz | 3 electrodes | 5 min | 13 | Resting | one session | experimental
447 | ResNet50 1s Sp2 Resting | ECG | HR | Vollmer DB | 13 healthy subjects | Hexoskin HX1 | 256 Hz | 3 electrodes | 5 min | 13 | Resting | one session | experimental
447 | ResNet50 1s Sp4 Resting | ECG | HR | Vollmer DB | 13 healthy subjects | Hexoskin HX1 | 256 Hz | 3 electrodes | 5 min | 13 | Resting | one session | experimental
447 | ResNet50 1s Sp10 Resting | ECG | HR | Vollmer DB | 13 healthy subjects | Hexoskin HX1 | 256 Hz | 3 electrodes | 5 min | 13 | Resting | one session | experimental
447 | ResNet50 1s Mel2 Resting | ECG | HR | Vollmer DB | 13 healthy subjects | Hexoskin HX1 | 256 Hz | 3 electrodes | 5 min | 13 | Resting | one session | experimental
447 | ResNet50 1s Mel4 Resting | ECG | HR | Vollmer DB | 13 healthy subjects | Hexoskin HX1 | 256 Hz | 3 electrodes | 5 min | 13 | Resting | one session | experimental
447 | ResNet50 1s Mel10 Resting | ECG | HR | Vollmer DB | 13 healthy subjects | Hexoskin HX1 | 256 Hz | 3 electrodes | 5 min | 13 | Resting | one session | experimental
447 | ResNet50 3s Sc2 Resting | ECG | HR | Vollmer DB | 13 healthy subjects | Hexoskin HX1 | 256 Hz | 3 electrodes | 5 min | 13 | Resting | one session | experimental
447 | ResNet50 3s Sc4 Resting | ECG | HR | Vollmer DB | 13 healthy subjects | Hexoskin HX1 | 256 Hz | 3 electrodes | 5 min | 13 | Resting | one session | experimental
447 | ResNet50 3s Sc10 Resting | ECG | HR | Vollmer DB | 13 healthy subjects | Hexoskin HX1 | 256 Hz | 3 electrodes | 5 min | 13 | Resting | one session | experimental
447 | ResNet50 3s Sp2 Resting | ECG | HR | Vollmer DB | 13 healthy subjects | Hexoskin HX1 | 256 Hz | 3 electrodes | 5 min | 13 | Resting | one session | experimental
447 | ResNet50 3s Sp4 Resting | ECG | HR | Vollmer DB | 13 healthy subjects | Hexoskin HX1 | 256 Hz | 3 electrodes | 5 min | 13 | Resting | one session | experimental
447 | ResNet50 3s Sp10 Resting | ECG | HR | Vollmer DB | 13 healthy subjects | Hexoskin HX1 | 256 Hz | 3 electrodes | 5 min | 13 | Resting | one session | experimental
447 | ResNet50 3s Mel2 Resting | ECG | HR | Vollmer DB | 13 healthy subjects | Hexoskin HX1 | 256 Hz | 3 electrodes | 5 min | 13 | Resting | one session | experimental
447 | ResNet50 3s Mel4 Resting | ECG | HR | Vollmer DB | 13 healthy subjects | Hexoskin HX1 | 256 Hz | 3 electrodes | 5 min | 13 | Resting | one session | experimental
447 | ResNet50 3s Mel10 Resting | ECG | HR | Vollmer DB | 13 healthy subjects | Hexoskin HX1 | 256 Hz | 3 electrodes | 5 min | 13 | Resting | one session | experimental
447 | ResNet50 5s Sc2 Resting | ECG | HR | Vollmer DB | 13 healthy subjects | Hexoskin HX1 | 256 Hz | 3 electrodes | 5 min | 13 | Resting | one session | experimental
447 | ResNet50 5s Sc4 Resting | ECG | HR | Vollmer DB | 13 healthy subjects | Hexoskin HX1 | 256 Hz | 3 electrodes | 5 min | 13 | Resting | one session | experimental
447 | ResNet50 5s Sc10 Resting | ECG | HR | Vollmer DB | 13 healthy subjects | Hexoskin HX1 | 256 Hz | 3 electrodes | 5 min | 13 | Resting | one session | experimental
447 | ResNet50 5s Sp2 Resting | ECG | HR | Vollmer DB | 13 healthy subjects | Hexoskin HX1 | 256 Hz | 3 electrodes | 5 min | 13 | Resting | one session | experimental
447 | ResNet50 5s Sp4 Resting | ECG | HR | Vollmer DB | 13 healthy subjects | Hexoskin HX1 | 256 Hz | 3 electrodes | 5 min | 13 | Resting | one session | experimental
447 | ResNet50 5s Sp10 Resting | ECG | HR | Vollmer DB | 13 healthy subjects | Hexoskin HX1 | 256 Hz | 3 electrodes | 5 min | 13 | Resting | one session | experimental
447 | ResNet50 5s Mel2 Resting | ECG | HR | Vollmer DB | 13 healthy subjects | Hexoskin HX1 | 256 Hz | 3 electrodes | 5 min | 13 | Resting | one session | experimental
447 | ResNet50 5s Mel4 Resting | ECG | HR | Vollmer DB | 13 healthy subjects | Hexoskin HX1 | 256 Hz | 3 electrodes | 5 min | 13 | Resting | one session | experimental
447 | ResNet50 5s Mel10 Resting | ECG | HR | Vollmer DB | 13 healthy subjects | Hexoskin HX1 | 256 Hz | 3 electrodes | 5 min | 13 | Resting | one session | experimental
447 | ResNet50 1s Sc2 Walking | ECG | HR | Vollmer DB | 13 healthy subjects | Hexoskin HX1 | 256 Hz | 3 electrodes | 5 min | 13 | Walking | one session | experimental
447 | ResNet50 1s Sc4 Walking | ECG | HR | Vollmer DB | 13 healthy subjects | Hexoskin HX1 | 256 Hz | 3 electrodes | 5 min | 13 | Walking | one session | experimental
447 | ResNet50 1s Sc10 Walking | ECG | HR | Vollmer DB | 13 healthy subjects | Hexoskin HX1 | 256 Hz | 3 electrodes | 5 min | 13 | Walking | one session | experimental
447 | ResNet50 1s Sp2 Walking | ECG | HR | Vollmer DB | 13 healthy subjects | Hexoskin HX1 | 256 Hz | 3 electrodes | 5 min | 13 | Walking | one session | experimental
447 | ResNet50 1s Sp4 Walking | ECG | HR | Vollmer DB | 13 healthy subjects | Hexoskin HX1 | 256 Hz | 3 electrodes | 5 min | 13 | Walking | one session | experimental
447 | ResNet50 1s Sp10 Walking | ECG | HR | Vollmer DB | 13 healthy subjects | Hexoskin HX1 | 256 Hz | 3 electrodes | 5 min | 13 | Walking | one session | experimental
447 | ResNet50 1s Mel2 Walking | ECG | HR | Vollmer DB | 13 healthy subjects | Hexoskin HX1 | 256 Hz | 3 electrodes | 5 min | 13 | Walking | one session | experimental
447 | ResNet50 1s Mel4 Walking | ECG | HR | Vollmer DB | 13 healthy subjects | Hexoskin HX1 | 256 Hz | 3 electrodes | 5 min | 13 | Walking | one session | experimental
447 | ResNet50 1s Mel10 Walking | ECG | HR | Vollmer DB | 13 healthy subjects | Hexoskin HX1 | 256 Hz | 3 electrodes | 5 min | 13 | Walking | one session | experimental
447 | ResNet50 3s Sc2 Walking | ECG | HR | Vollmer DB | 13 healthy subjects | Hexoskin HX1 | 256 Hz | 3 electrodes | 5 min | 13 | Walking | one session | experimental
447 | ResNet50 3s Sc4 Walking | ECG | HR | Vollmer DB | 13 healthy subjects | Hexoskin HX1 | 256 Hz | 3 electrodes | 5 min | 13 | Walking | one session | experimental
447 | ResNet50 3s Sc10 Walking | ECG | HR | Vollmer DB | 13 healthy subjects | Hexoskin HX1 | 256 Hz | 3 electrodes | 5 min | 13 | Walking | one session | experimental
447 | ResNet50 3s Sp2 Walking | ECG | HR | Vollmer DB | 13 healthy subjects | Hexoskin HX1 | 256 Hz | 3 electrodes | 5 min | 13 | Walking | one session | experimental
447 | ResNet50 3s Sp4 Walking | ECG | HR | Vollmer DB | 13 healthy subjects | Hexoskin HX1 | 256 Hz | 3 electrodes | 5 min | 13 | Walking | one session | experimental
447 | ResNet50 3s Sp10 Walking | ECG | HR | Vollmer DB | 13 healthy subjects | Hexoskin HX1 | 256 Hz | 3 electrodes | 5 min | 13 | Walking | one session | experimental
447 | ResNet50 3s Mel2 Walking | ECG | HR | Vollmer DB | 13 healthy subjects | Hexoskin HX1 | 256 Hz | 3 electrodes | 5 min | 13 | Walking | one session | experimental
447 | ResNet50 3s Mel4 Walking | ECG | HR | Vollmer DB | 13 healthy subjects | Hexoskin HX1 | 256 Hz | 3 electrodes | 5 min | 13 | Walking | one session | experimental
447 | ResNet50 3s Mel10 Walking | ECG | HR | Vollmer DB | 13 healthy subjects | Hexoskin HX1 | 256 Hz | 3 electrodes | 5 min | 13 | Walking | one session | experimental
447 | ResNet50 5s Sc2 Walking | ECG | HR | Vollmer DB | 13 healthy subjects | Hexoskin HX1 | 256 Hz | 3 electrodes | 5 min | 13 | Walking | one session | experimental
447 | ResNet50 5s Sc4 Walking | ECG | HR | Vollmer DB | 13 healthy subjects | Hexoskin HX1 | 256 Hz | 3 electrodes | 5 min | 13 | Walking | one session | experimental
447 | ResNet50 5s Sc10 Walking | ECG | HR | Vollmer DB | 13 healthy subjects | Hexoskin HX1 | 256 Hz | 3 electrodes | 5 min | 13 | Walking | one session | experimental
447 | ResNet50 5s Sp2 Walking | ECG | HR | Vollmer DB | 13 healthy subjects | Hexoskin HX1 | 256 Hz | 3 electrodes | 5 min | 13 | Walking | one session | experimental
447 | ResNet50 5s Sp4 Walking | ECG | HR | Vollmer DB | 13 healthy subjects | Hexoskin HX1 | 256 Hz | 3 electrodes | 5 min | 13 | Walking | one session | experimental
447 | ResNet50 5s Sp10 Walking | ECG | HR | Vollmer DB | 13 healthy subjects | Hexoskin HX1 | 256 Hz | 3 electrodes | 5 min | 13 | Walking | one session | experimental
447 | ResNet50 5s Mel2 Walking | ECG | HR | Vollmer DB | 13 healthy subjects | Hexoskin HX1 | 256 Hz | 3 electrodes | 5 min | 13 | Walking | one session | experimental
447 | ResNet50 5s Mel4 Walking | ECG | HR | Vollmer DB | 13 healthy subjects | Hexoskin HX1 | 256 Hz | 3 electrodes | 5 min | 13 | Walking | one session | experimental
447 | ResNet50 5s Mel10 Walking | ECG | HR | Vollmer DB | 13 healthy subjects | Hexoskin HX1 | 256 Hz | 3 electrodes | 5 min | 13 | Walking | one session | experimental
447 | ResNet50 1s Sc2 Standing | ECG | HR | Vollmer DB | 13 healthy subjects | Hexoskin HX1 | 256 Hz | 3 electrodes | 5 min | 13 | Standing | one session | experimental
447 | ResNet50 1s Sc4 Standing | ECG | HR | Vollmer DB | 13 healthy subjects | Hexoskin HX1 | 256 Hz | 3 electrodes | 5 min | 13 | Standing | one session | experimental
447 | ResNet50 1s Sc10 Standing | ECG | HR | Vollmer DB | 13 healthy subjects | Hexoskin HX1 | 256 Hz | 3 electrodes | 5 min | 13 | Standing | one session | experimental
447 | ResNet50 1s Sp2 Standing | ECG | HR | Vollmer DB | 13 healthy subjects | Hexoskin HX1 | 256 Hz | 3 electrodes | 5 min | 13 | Standing | one session | experimental
447 | ResNet50 1s Sp4 Standing | ECG | HR | Vollmer DB | 13 healthy subjects | Hexoskin HX1 | 256 Hz | 3 electrodes | 5 min | 13 | Standing | one session | experimental
447 | ResNet50 1s Sp10 Standing | ECG | HR | Vollmer DB | 13 healthy subjects | Hexoskin HX1 | 256 Hz | 3 electrodes | 5 min | 13 | Standing | one session | experimental
447 | ResNet50 1s Mel2 Standing | ECG | HR | Vollmer DB | 13 healthy subjects | Hexoskin HX1 | 256 Hz | 3 electrodes | 5 min | 13 | Standing | one session | experimental
447 | ResNet50 1s Mel4 Standing | ECG | HR | Vollmer DB | 13 healthy subjects | Hexoskin HX1 | 256 Hz | 3 electrodes | 5 min | 13 | Standing | one session | experimental
447 | ResNet50 1s Mel10 Standing | ECG | HR | Vollmer DB | 13 healthy subjects | Hexoskin HX1 | 256 Hz | 3 electrodes | 5 min | 13 | Standing | one session | experimental
447 | ResNet50 3s Sc2 Standing | ECG | HR | Vollmer DB | 13 healthy subjects | Hexoskin HX1 | 256 Hz | 3 electrodes | 5 min | 13 | Standing | one session | experimental
447 | ResNet50 3s Sc4 Standing | ECG | HR | Vollmer DB | 13 healthy subjects | Hexoskin HX1 | 256 Hz | 3 electrodes | 5 min | 13 | Standing | one session | experimental
447 | ResNet50 3s Sc10 Standing | ECG | HR | Vollmer DB | 13 healthy subjects | Hexoskin HX1 | 256 Hz | 3 electrodes | 5 min | 13 | Standing | one session | experimental
447 | ResNet50 3s Sp2 Standing | ECG | HR | Vollmer DB | 13 healthy subjects | Hexoskin HX1 | 256 Hz | 3 electrodes | 5 min | 13 | Standing | one session | experimental
447 | ResNet50 3s Sp4 Standing | ECG | HR | Vollmer DB | 13 healthy subjects | Hexoskin HX1 | 256 Hz | 3 electrodes | 5 min | 13 | Standing | one session | experimental
447 | ResNet50 3s Sp10 Standing | ECG | HR | Vollmer DB | 13 healthy subjects | Hexoskin HX1 | 256 Hz | 3 electrodes | 5 min | 13 | Standing | one session | experimental
447 | ResNet50 3s Mel2 Standing | ECG | HR | Vollmer DB | 13 healthy subjects | Hexoskin HX1 | 256 Hz | 3 electrodes | 5 min | 13 | Standing | one session | experimental
447 | ResNet50 3s Mel4 Standing | ECG | HR | Vollmer DB | 13 healthy subjects | Hexoskin HX1 | 256 Hz | 3 electrodes | 5 min | 13 | Standing | one session | experimental
447 | ResNet50 3s Mel10 Standing | ECG | HR | Vollmer DB | 13 healthy subjects | Hexoskin HX1 | 256 Hz | 3 electrodes | 5 min | 13 | Standing | one session | experimental
447 | ResNet50 5s Sc2 Standing | ECG | HR | Vollmer DB | 13 healthy subjects | Hexoskin HX1 | 256 Hz | 3 electrodes | 5 min | 13 | Standing | one session | experimental
447 | ResNet50 5s Sc4 Standing | ECG | HR | Vollmer DB | 13 healthy subjects | Hexoskin HX1 | 256 Hz | 3 electrodes | 5 min | 13 | Standing | one session | experimental
447 | ResNet50 5s Sc10 Standing | ECG | HR | Vollmer DB | 13 healthy subjects | Hexoskin HX1 | 256 Hz | 3 electrodes | 5 min | 13 | Standing | one session | experimental
447 | ResNet50 5s Sp2 Standing | ECG | HR | Vollmer DB | 13 healthy subjects | Hexoskin HX1 | 256 Hz | 3 electrodes | 5 min | 13 | Standing | one session | experimental
447 | ResNet50 5s Sp4 Standing | ECG | HR | Vollmer DB | 13 healthy subjects | Hexoskin HX1 | 256 Hz | 3 electrodes | 5 min | 13 | Standing | one session | experimental
447 | ResNet50 5s Sp10 Standing | ECG | HR | Vollmer DB | 13 healthy subjects | Hexoskin HX1 | 256 Hz | 3 electrodes | 5 min | 13 | Standing | one session | experimental
447 | ResNet50 5s Mel2 Standing | ECG | HR | Vollmer DB | 13 healthy subjects | Hexoskin HX1 | 256 Hz | 3 electrodes | 5 min | 13 | Standing | one session | experimental
447 | ResNet50 5s Mel4 Standing | ECG | HR | Vollmer DB | 13 healthy subjects | Hexoskin HX1 | 256 Hz | 3 electrodes | 5 min | 13 | Standing | one session | experimental
447 | ResNet50 5s Mel10 Standing | ECG | HR | Vollmer DB | 13 healthy subjects | Hexoskin HX1 | 256 Hz | 3 electrodes | 5 min | 13 | Standing | one session | experimental
447 | ResNet50 1s Sc2 walking | ECG | HR | Vollmer DB | 13 healthy subjects | Hexoskin HX1 | 256 Hz | 3 electrodes | 5 min | 13 | Uphill walking | one session | experimental
447 | ResNet50 1s Sc4 walking | ECG | HR | Vollmer DB | 13 healthy subjects | Hexoskin HX1 | 256 Hz | 3 electrodes | 5 min | 13 | Uphill walking | one session | experimental
447 | ResNet50 1s Sc10 walking | ECG | HR | Vollmer DB | 13 healthy subjects | Hexoskin HX1 | 256 Hz | 3 electrodes | 5 min | 13 | Uphill walking | one session | experimental
447 | ResNet50 1s Sp2 walking | ECG | HR | Vollmer DB | 13 healthy subjects | Hexoskin HX1 | 256 Hz | 3 electrodes | 5 min | 13 | Uphill walking | one session | experimental
447 | ResNet50 1s Sp4 walking | ECG | HR | Vollmer DB | 13 healthy subjects | Hexoskin HX1 | 256 Hz | 3 electrodes | 5 min | 13 | Uphill walking | one session | experimental
447 | ResNet50 1s Sp10 walking | ECG | HR | Vollmer DB | 13 healthy subjects | Hexoskin HX1 | 256 Hz | 3 electrodes | 5 min | 13 | Uphill walking | one session | experimental
447 | ResNet50 1s Mel2 walking | ECG | HR | Vollmer DB | 13 healthy subjects | Hexoskin HX1 | 256 Hz | 3 electrodes | 5 min | 13 | Uphill walking | one session | experimental
447 | ResNet50 1s Mel4 walking | ECG | HR | Vollmer DB | 13 healthy subjects | Hexoskin HX1 | 256 Hz | 3 electrodes | 5 min | 13 | Uphill walking | one session | experimental
447 | ResNet50 1s Mel10 walking | ECG | HR | Vollmer DB | 13 healthy subjects | Hexoskin HX1 | 256 Hz | 3 electrodes | 5 min | 13 | Uphill walking | one session | experimental
447 | ResNet50 3s Sc2 walking | ECG | HR | Vollmer DB | 13 healthy subjects | Hexoskin HX1 | 256 Hz | 3 electrodes | 5 min | 13 | Uphill walking | one session | experimental
447 | ResNet50 3s Sc4 walking | ECG | HR | Vollmer DB | 13 healthy subjects | Hexoskin HX1 | 256 Hz | 3 electrodes | 5 min | 13 | Uphill walking | one session | experimental
447 | ResNet50 3s Sc10 walking | ECG | HR | Vollmer DB | 13 healthy subjects | Hexoskin HX1 | 256 Hz | 3 electrodes | 5 min | 13 | Uphill walking | one session | experimental
447 | ResNet50 3s Sp2 walking | ECG | HR | Vollmer DB | 13 healthy subjects | Hexoskin HX1 | 256 Hz | 3 electrodes | 5 min | 13 | Uphill walking | one session | experimental
447 | ResNet50 3s Sp4 walking | ECG | HR | Vollmer DB | 13 healthy subjects | Hexoskin HX1 | 256 Hz | 3 electrodes | 5 min | 13 | Uphill walking | one session | experimental
447 | ResNet50 3s Sp10 walking | ECG | HR | Vollmer DB | 13 healthy subjects | Hexoskin HX1 | 256 Hz | 3 electrodes | 5 min | 13 | Uphill walking | one session | experimental
447 | ResNet50 3s Mel2 walking | ECG | HR | Vollmer DB | 13 healthy subjects | Hexoskin HX1 | 256 Hz | 3 electrodes | 5 min | 13 | Uphill walking | one session | experimental
447 | ResNet50 3s Mel4 walking | ECG | HR | Vollmer DB | 13 healthy subjects | Hexoskin HX1 | 256 Hz | 3 electrodes | 5 min | 13 | Uphill walking | one session | experimental
447 | ResNet50 3s Mel10 walking | ECG | HR | Vollmer DB | 13 healthy subjects | Hexoskin HX1 | 256 Hz | 3 electrodes | 5 min | 13 | Uphill walking | one session | experimental
447 | ResNet50 5s Sc2 walking | ECG | HR | Vollmer DB | 13 healthy subjects | Hexoskin HX1 | 256 Hz | 3 electrodes | 5 min | 13 | Uphill walking | one session | experimental
447 | ResNet50 5s Sc4 walking | ECG | HR | Vollmer DB | 13 healthy subjects | Hexoskin HX1 | 256 Hz | 3 electrodes | 5 min | 13 | Uphill walking | one session | experimental
447 | ResNet50 5s Sc10 walking | ECG | HR | Vollmer DB | 13 healthy subjects | Hexoskin HX1 | 256 Hz | 3 electrodes | 5 min | 13 | Uphill walking | one session | experimental
447 | ResNet50 5s Sp2 walking | ECG | HR | Vollmer DB | 13 healthy subjects | Hexoskin HX1 | 256 Hz | 3 electrodes | 5 min | 13 | Uphill walking | one session | experimental
447 | ResNet50 5s Sp4 walking | ECG | HR | Vollmer DB | 13 healthy subjects | Hexoskin HX1 | 256 Hz | 3 electrodes | 5 min | 13 | Uphill walking | one session | experimental
447 | ResNet50 5s Sp10 walking | ECG | HR | Vollmer DB | 13 healthy subjects | Hexoskin HX1 | 256 Hz | 3 electrodes | 5 min | 13 | Uphill walking | one session | experimental
447 | ResNet50 5s Mel2 walking | ECG | HR | Vollmer DB | 13 healthy subjects | Hexoskin HX1 | 256 Hz | 3 electrodes | 5 min | 13 | Uphill walking | one session | experimental
447 | ResNet50 5s Mel4 walking | ECG | HR | Vollmer DB | 13 healthy subjects | Hexoskin HX1 | 256 Hz | 3 electrodes | 5 min | 13 | Uphill walking | one session | experimental
447 | ResNet50 5s Mel10 walking | ECG | HR | Vollmer DB | 13 healthy subjects | Hexoskin HX1 | 256 Hz | 3 electrodes | 5 min | 13 | Uphill walking | one session | experimental
447 | DenseNet201 1s Sc2 Resting | ECG | HR | Vollmer DB | 13 healthy subjects | Hexoskin HX1 | 256 Hz | 3 electrodes | 5 min | 13 | Resting | one session | experimental
447 | DenseNet201 1s Sc4 Resting | ECG | HR | Vollmer DB | 13 healthy subjects | Hexoskin HX1 | 256 Hz | 3 electrodes | 5 min | 13 | Resting | one session | experimental
447 | DenseNet201 1s Sc10 Resting | ECG | HR | Vollmer DB | 13 healthy subjects | Hexoskin HX1 | 256 Hz | 3 electrodes | 5 min | 13 | Resting | one session | experimental
447 | DenseNet201 1s Sp2 Resting | ECG | HR | Vollmer DB | 13 healthy subjects | Hexoskin HX1 | 256 Hz | 3 electrodes | 5 min | 13 | Resting | one session | experimental
447 | DenseNet201 1s Sp4 Resting | ECG | HR | Vollmer DB | 13 healthy subjects | Hexoskin HX1 | 256 Hz | 3 electrodes | 5 min | 13 | Resting | one session | experimental
447 | DenseNet201 1s Sp10 Resting | ECG | HR | Vollmer DB | 13 healthy subjects | Hexoskin HX1 | 256 Hz | 3 electrodes | 5 min | 13 | Resting | one session | experimental
447 | DenseNet201 1s Mel2 Resting | ECG | HR | Vollmer DB | 13 healthy subjects | Hexoskin HX1 | 256 Hz | 3 electrodes | 5 min | 13 | Resting | one session | experimental
447 | DenseNet201 1s Mel4 Resting | ECG | HR | Vollmer DB | 13 healthy subjects | Hexoskin HX1 | 256 Hz | 3 electrodes | 5 min | 13 | Resting | one session | experimental
447 | DenseNet201 1s Mel10 Resting | ECG | HR | Vollmer DB | 13 healthy subjects | Hexoskin HX1 | 256 Hz | 3 electrodes | 5 min | 13 | Resting | one session | experimental
447 | DenseNet201 3s Sc2 Resting | ECG | HR | Vollmer DB | 13 healthy subjects | Hexoskin HX1 | 256 Hz | 3 electrodes | 5 min | 13 | Resting | one session | experimental
447 | DenseNet201 3s Sc4 Resting | ECG | HR | Vollmer DB | 13 healthy subjects | Hexoskin HX1 | 256 Hz | 3 electrodes | 5 min | 13 | Resting | one session | experimental
447 | DenseNet201 3s Sc10 Resting | ECG | HR | Vollmer DB | 13 healthy subjects | Hexoskin HX1 | 256 Hz | 3 electrodes | 5 min | 13 | Resting | one session | experimental
447 | DenseNet201 3s Sp2 Resting | ECG | HR | Vollmer DB | 13 healthy subjects | Hexoskin HX1 | 256 Hz | 3 electrodes | 5 min | 13 | Resting | one session | experimental
447 | DenseNet201 3s Sp4 Resting | ECG | HR | Vollmer DB | 13 healthy subjects | Hexoskin HX1 | 256 Hz | 3 electrodes | 5 min | 13 | Resting | one session | experimental
447 | DenseNet201 3s Sp10 Resting | ECG | HR | Vollmer DB | 13 healthy subjects | Hexoskin HX1 | 256 Hz | 3 electrodes | 5 min | 13 | Resting | one session | experimental
447 | DenseNet201 3s Mel2 Resting | ECG | HR | Vollmer DB | 13 healthy subjects | Hexoskin HX1 | 256 Hz | 3 electrodes | 5 min | 13 | Resting | one session | experimental
447 | DenseNet201 3s Mel4 Resting | ECG | HR | Vollmer DB | 13 healthy subjects | Hexoskin HX1 | 256 Hz | 3 electrodes | 5 min | 13 | Resting | one session | experimental
447 | DenseNet201 3s Mel10 Resting | ECG | HR | Vollmer DB | 13 healthy subjects | Hexoskin HX1 | 256 Hz | 3 electrodes | 5 min | 13 | Resting | one session | experimental
447 | DenseNet201 5s Sc2 Resting | ECG | HR | Vollmer DB | 13 healthy subjects | Hexoskin HX1 | 256 Hz | 3 electrodes | 5 min | 13 | Resting | one session | experimental
447 | DenseNet201 5s Sc4 Resting | ECG | HR | Vollmer DB | 13 healthy subjects | Hexoskin HX1 | 256 Hz | 3 electrodes | 5 min | 13 | Resting | one session | experimental
447 | DenseNet201 5s Sc10 Resting | ECG | HR | Vollmer DB | 13 healthy subjects | Hexoskin HX1 | 256 Hz | 3 electrodes | 5 min | 13 | Resting | one session | experimental
447 | DenseNet201 5s Sp2 Resting | ECG | HR | Vollmer DB | 13 healthy subjects | Hexoskin HX1 | 256 Hz | 3 electrodes | 5 min | 13 | Resting | one session | experimental
447 | DenseNet201 5s Sp4 Resting | ECG | HR | Vollmer DB | 13 healthy subjects | Hexoskin HX1 | 256 Hz | 3 electrodes | 5 min | 13 | Resting | one session | experimental
447 | DenseNet201 5s Sp10 Resting | ECG | HR | Vollmer DB | 13 healthy subjects | Hexoskin HX1 | 256 Hz | 3 electrodes | 5 min | 13 | Resting | one session | experimental
447 | DenseNet201 5s Mel2 Resting | ECG | HR | Vollmer DB | 13 healthy subjects | Hexoskin HX1 | 256 Hz | 3 electrodes | 5 min | 13 | Resting | one session | experimental
447 | DenseNet201 5s Mel4 Resting | ECG | HR | Vollmer DB | 13 healthy subjects | Hexoskin HX1 | 256 Hz | 3 electrodes | 5 min | 13 | Resting | one session | experimental
447 | DenseNet201 5s Mel10 Resting | ECG | HR | Vollmer DB | 13 healthy subjects | Hexoskin HX1 | 256 Hz | 3 electrodes | 5 min | 13 | Resting | one session | experimental
447 | DenseNet201 1s Sc2 Walking | ECG | HR | Vollmer DB | 13 healthy subjects | Hexoskin HX1 | 256 Hz | 3 electrodes | 5 min | 13 | Walking | one session | experimental
447 | DenseNet201 1s Sc4 Walking | ECG | HR | Vollmer DB | 13 healthy subjects | Hexoskin HX1 | 256 Hz | 3 electrodes | 5 min | 13 | Walking | one session | experimental
447 | DenseNet201 1s Sc10 Walking | ECG | HR | Vollmer DB | 13 healthy subjects | Hexoskin HX1 | 256 Hz | 3 electrodes | 5 min | 13 | Walking | one session | experimental
447 | DenseNet201 1s Sp2 Walking | ECG | HR | Vollmer DB | 13 healthy subjects | Hexoskin HX1 | 256 Hz | 3 electrodes | 5 min | 13 | Walking | one session | experimental
447 | DenseNet201 1s Sp4 Walking | ECG | HR | Vollmer DB | 13 healthy subjects | Hexoskin HX1 | 256 Hz | 3 electrodes | 5 min | 13 | Walking | one session | experimental
447 | DenseNet201 1s Sp10 Walking | ECG | HR | Vollmer DB | 13 healthy subjects | Hexoskin HX1 | 256 Hz | 3 electrodes | 5 min | 13 | Walking | one session | experimental
447 | DenseNet201 1s Mel2 Walking | ECG | HR | Vollmer DB | 13 healthy subjects | Hexoskin HX1 | 256 Hz | 3 electrodes | 5 min | 13 | Walking | one session | experimental
447 | DenseNet201 1s Mel4 Walking | ECG | HR | Vollmer DB | 13 healthy subjects | Hexoskin HX1 | 256 Hz | 3 electrodes | 5 min | 13 | Walking | one session | experimental
447 | DenseNet201 1s Mel10 Walking | ECG | HR | Vollmer DB | 13 healthy subjects | Hexoskin HX1 | 256 Hz | 3 electrodes | 5 min | 13 | Walking | one session | experimental
447 | DenseNet201 3s Sc2 Walking | ECG | HR | Vollmer DB | 13 healthy subjects | Hexoskin HX1 | 256 Hz | 3 electrodes | 5 min | 13 | Walking | one session | experimental
447 | DenseNet201 3s Sc4 Walking | ECG | HR | Vollmer DB | 13 healthy subjects | Hexoskin HX1 | 256 Hz | 3 electrodes | 5 min | 13 | Walking | one session | experimental
447 | DenseNet201 3s Sc10 Walking | ECG | HR | Vollmer DB | 13 healthy subjects | Hexoskin HX1 | 256 Hz | 3 electrodes | 5 min | 13 | Walking | one session | experimental
447 | DenseNet201 3s Sp2 Walking | ECG | HR | Vollmer DB | 13 healthy subjects | Hexoskin HX1 | 256 Hz | 3 electrodes | 5 min | 13 | Walking | one session | experimental
447 | DenseNet201 3s Sp4 Walking | ECG | HR | Vollmer DB | 13 healthy subjects | Hexoskin HX1 | 256 Hz | 3 electrodes | 5 min | 13 | Walking | one session | experimental
447 | DenseNet201 3s Sp10 Walking | ECG | HR | Vollmer DB | 13 healthy subjects | Hexoskin HX1 | 256 Hz | 3 electrodes | 5 min | 13 | Walking | one session | experimental
447 | DenseNet201 3s Mel2 Walking | ECG | HR | Vollmer DB | 13 healthy subjects | Hexoskin HX1 | 256 Hz | 3 electrodes | 5 min | 13 | Walking | one session | experimental
447 | DenseNet201 3s Mel4 Walking | ECG | HR | Vollmer DB | 13 healthy subjects | Hexoskin HX1 | 256 Hz | 3 electrodes | 5 min | 13 | Walking | one session | experimental
447 | DenseNet201 3s Mel10 Walking | ECG | HR | Vollmer DB | 13 healthy subjects | Hexoskin HX1 | 256 Hz | 3 electrodes | 5 min | 13 | Walking | one session | experimental
447 | DenseNet201 5s Sc2 Walking | ECG | HR | Vollmer DB | 13 healthy subjects | Hexoskin HX1 | 256 Hz | 3 electrodes | 5 min | 13 | Walking | one session | experimental
447 | DenseNet201 5s Sc4 Walking | ECG | HR | Vollmer DB | 13 healthy subjects | Hexoskin HX1 | 256 Hz | 3 electrodes | 5 min | 13 | Walking | one session | experimental
447 | DenseNet201 5s Sc10 Walking | ECG | HR | Vollmer DB | 13 healthy subjects | Hexoskin HX1 | 256 Hz | 3 electrodes | 5 min | 13 | Walking | one session | experimental
447 | DenseNet201 5s Sp2 Walking | ECG | HR | Vollmer DB | 13 healthy subjects | Hexoskin HX1 | 256 Hz | 3 electrodes | 5 min | 13 | Walking | one session | experimental
447 | DenseNet201 5s Sp4 Walking | ECG | HR | Vollmer DB | 13 healthy subjects | Hexoskin HX1 | 256 Hz | 3 electrodes | 5 min | 13 | Walking | one session | experimental
447 | DenseNet201 5s Sp10 Walking | ECG | HR | Vollmer DB | 13 healthy subjects | Hexoskin HX1 | 256 Hz | 3 electrodes | 5 min | 13 | Walking | one session | experimental
447 | DenseNet201 5s Mel2 Walking | ECG | HR | Vollmer DB | 13 healthy subjects | Hexoskin HX1 | 256 Hz | 3 electrodes | 5 min | 13 | Walking | one session | experimental
447 | DenseNet201 5s Mel4 Walking | ECG | HR | Vollmer DB | 13 healthy subjects | Hexoskin HX1 | 256 Hz | 3 electrodes | 5 min | 13 | Walking | one session | experimental
447 | DenseNet201 5s Mel10 Walking | ECG | HR | Vollmer DB | 13 healthy subjects | Hexoskin HX1 | 256 Hz | 3 electrodes | 5 min | 13 | Walking | one session | experimental
447 | DenseNet201 1s Sc2 Standing | ECG | HR | Vollmer DB | 13 healthy subjects | Hexoskin HX1 | 256 Hz | 3 electrodes | 5 min | 13 | Standing | one session | experimental
447 | DenseNet201 1s Sc4 Standing | ECG | HR | Vollmer DB | 13 healthy subjects | Hexoskin HX1 | 256 Hz | 3 electrodes | 5 min | 13 | Standing | one session | experimental
447 | DenseNet201 1s Sc10 Standing | ECG | HR | Vollmer DB | 13 healthy subjects | Hexoskin HX1 | 256 Hz | 3 electrodes | 5 min | 13 | Standing | one session | experimental
447 | DenseNet201 1s Sp2 Standing | ECG | HR | Vollmer DB | 13 healthy subjects | Hexoskin HX1 | 256 Hz | 3 electrodes | 5 min | 13 | Standing | one session | experimental
447 | DenseNet201 1s Sp4 Standing | ECG | HR | Vollmer DB | 13 healthy subjects | Hexoskin HX1 | 256 Hz | 3 electrodes | 5 min | 13 | Standing | one session | experimental
447 | DenseNet201 1s Sp10 Standing | ECG | HR | Vollmer DB | 13 healthy subjects | Hexoskin HX1 | 256 Hz | 3 electrodes | 5 min | 13 | Standing | one session | experimental
447 | DenseNet201 1s Mel2 Standing | ECG | HR | Vollmer DB | 13 healthy subjects | Hexoskin HX1 | 256 Hz | 3 electrodes | 5 min | 13 | Standing | one session | experimental
447 | DenseNet201 1s Mel4 Standing | ECG | HR | Vollmer DB | 13 healthy subjects | Hexoskin HX1 | 256 Hz | 3 electrodes | 5 min | 13 | Standing | one session | experimental
447 | DenseNet201 1s Mel10 Standing | ECG | HR | Vollmer DB | 13 healthy subjects | Hexoskin HX1 | 256 Hz | 3 electrodes | 5 min | 13 | Standing | one session | experimental
447 | DenseNet201 3s Sc2 Standing | ECG | HR | Vollmer DB | 13 healthy subjects | Hexoskin HX1 | 256 Hz | 3 electrodes | 5 min | 13 | Standing | one session | experimental
447 | DenseNet201 3s Sc4 Standing | ECG | HR | Vollmer DB | 13 healthy subjects | Hexoskin HX1 | 256 Hz | 3 electrodes | 5 min | 13 | Standing | one session | experimental
447 | DenseNet201 3s Sc10 Standing | ECG | HR | Vollmer DB | 13 healthy subjects | Hexoskin HX1 | 256 Hz | 3 electrodes | 5 min | 13 | Standing | one session | experimental
447 | DenseNet201 3s Sp2 Standing | ECG | HR | Vollmer DB | 13 healthy subjects | Hexoskin HX1 | 256 Hz | 3 electrodes | 5 min | 13 | Standing | one session | experimental
447 | DenseNet201 3s Sp4 Standing | ECG | HR | Vollmer DB | 13 healthy subjects | Hexoskin HX1 | 256 Hz | 3 electrodes | 5 min | 13 | Standing | one session | experimental
447 | DenseNet201 3s Sp10 Standing | ECG | HR | Vollmer DB | 13 healthy subjects | Hexoskin HX1 | 256 Hz | 3 electrodes | 5 min | 13 | Standing | one session | experimental
447 | DenseNet201 3s Mel2 Standing | ECG | HR | Vollmer DB | 13 healthy subjects | Hexoskin HX1 | 256 Hz | 3 electrodes | 5 min | 13 | Standing | one session | experimental
447 | DenseNet201 3s Mel4 Standing | ECG | HR | Vollmer DB | 13 healthy subjects | Hexoskin HX1 | 256 Hz | 3 electrodes | 5 min | 13 | Standing | one session | experimental
447 | DenseNet201 3s Mel10 Standing | ECG | HR | Vollmer DB | 13 healthy subjects | Hexoskin HX1 | 256 Hz | 3 electrodes | 5 min | 13 | Standing | one session | experimental
447 | DenseNet201 5s Sc2 Standing | ECG | HR | Vollmer DB | 13 healthy subjects | Hexoskin HX1 | 256 Hz | 3 electrodes | 5 min | 13 | Standing | one session | experimental
447 | DenseNet201 5s Sc4 Standing | ECG | HR | Vollmer DB | 13 healthy subjects | Hexoskin HX1 | 256 Hz | 3 electrodes | 5 min | 13 | Standing | one session | experimental
447 | DenseNet201 5s Sc10 Standing | ECG | HR | Vollmer DB | 13 healthy subjects | Hexoskin HX1 | 256 Hz | 3 electrodes | 5 min | 13 | Standing | one session | experimental
447 | DenseNet201 5s Sp2 Standing | ECG | HR | Vollmer DB | 13 healthy subjects | Hexoskin HX1 | 256 Hz | 3 electrodes | 5 min | 13 | Standing | one session | experimental
447 | DenseNet201 5s Sp4 Standing | ECG | HR | Vollmer DB | 13 healthy subjects | Hexoskin HX1 | 256 Hz | 3 electrodes | 5 min | 13 | Standing | one session | experimental
447 | DenseNet201 5s Sp10 Standing | ECG | HR | Vollmer DB | 13 healthy subjects | Hexoskin HX1 | 256 Hz | 3 electrodes | 5 min | 13 | Standing | one session | experimental
447 | DenseNet201 5s Mel2 Standing | ECG | HR | Vollmer DB | 13 healthy subjects | Hexoskin HX1 | 256 Hz | 3 electrodes | 5 min | 13 | Standing | one session | experimental
447 | DenseNet201 5s Mel4 Standing | ECG | HR | Vollmer DB | 13 healthy subjects | Hexoskin HX1 | 256 Hz | 3 electrodes | 5 min | 13 | Standing | one session | experimental
447 | DenseNet201 5s Mel10 Standing | ECG | HR | Vollmer DB | 13 healthy subjects | Hexoskin HX1 | 256 Hz | 3 electrodes | 5 min | 13 | Standing | one session | experimental
447 | DenseNet201 1s Sc2 walking | ECG | HR | Vollmer DB | 13 healthy subjects | Hexoskin HX1 | 256 Hz | 3 electrodes | 5 min | 13 | Uphill walking | one session | experimental
447 | DenseNet201 1s Sc4 walking | ECG | HR | Vollmer DB | 13 healthy subjects | Hexoskin HX1 | 256 Hz | 3 electrodes | 5 min | 13 | Uphill walking | one session | experimental
447 | DenseNet201 1s Sc10 walking | ECG | HR | Vollmer DB | 13 healthy subjects | Hexoskin HX1 | 256 Hz | 3 electrodes | 5 min | 13 | Uphill walking | one session | experimental
447 | DenseNet201 1s Sp2 walking | ECG | HR | Vollmer DB | 13 healthy subjects | Hexoskin HX1 | 256 Hz | 3 electrodes | 5 min | 13 | Uphill walking | one session | experimental
447 | DenseNet201 1s Sp4 walking | ECG | HR | Vollmer DB | 13 healthy subjects | Hexoskin HX1 | 256 Hz | 3 electrodes | 5 min | 13 | Uphill walking | one session | experimental
447 | DenseNet201 1s Sp10 walking | ECG | HR | Vollmer DB | 13 healthy subjects | Hexoskin HX1 | 256 Hz | 3 electrodes | 5 min | 13 | Uphill walking | one session | experimental
447 | DenseNet201 1s Mel2 walking | ECG | HR | Vollmer DB | 13 healthy subjects | Hexoskin HX1 | 256 Hz | 3 electrodes | 5 min | 13 | Uphill walking | one session | experimental
447 | DenseNet201 1s Mel4 walking | ECG | HR | Vollmer DB | 13 healthy subjects | Hexoskin HX1 | 256 Hz | 3 electrodes | 5 min | 13 | Uphill walking | one session | experimental
447 | DenseNet201 1s Mel10 walking | ECG | HR | Vollmer DB | 13 healthy subjects | Hexoskin HX1 | 256 Hz | 3 electrodes | 5 min | 13 | Uphill walking | one session | experimental
447 | DenseNet201 3s Sc2 walking | ECG | HR | Vollmer DB | 13 healthy subjects | Hexoskin HX1 | 256 Hz | 3 electrodes | 5 min | 13 | Uphill walking | one session | experimental
447 | DenseNet201 3s Sc4 walking | ECG | HR | Vollmer DB | 13 healthy subjects | Hexoskin HX1 | 256 Hz | 3 electrodes | 5 min | 13 | Uphill walking | one session | experimental
447 | DenseNet201 3s Sc10 walking | ECG | HR | Vollmer DB | 13 healthy subjects | Hexoskin HX1 | 256 Hz | 3 electrodes | 5 min | 13 | Uphill walking | one session | experimental
447 | DenseNet201 3s Sp2 walking | ECG | HR | Vollmer DB | 13 healthy subjects | Hexoskin HX1 | 256 Hz | 3 electrodes | 5 min | 13 | Uphill walking | one session | experimental
447 | DenseNet201 3s Sp4 walking | ECG | HR | Vollmer DB | 13 healthy subjects | Hexoskin HX1 | 256 Hz | 3 electrodes | 5 min | 13 | Uphill walking | one session | experimental
447 | DenseNet201 3s Sp10 walking | ECG | HR | Vollmer DB | 13 healthy subjects | Hexoskin HX1 | 256 Hz | 3 electrodes | 5 min | 13 | Uphill walking | one session | experimental
447 | DenseNet201 3s Mel2 walking | ECG | HR | Vollmer DB | 13 healthy subjects | Hexoskin HX1 | 256 Hz | 3 electrodes | 5 min | 13 | Uphill walking | one session | experimental
447 | DenseNet201 3s Mel4 walking | ECG | HR | Vollmer DB | 13 healthy subjects | Hexoskin HX1 | 256 Hz | 3 electrodes | 5 min | 13 | Uphill walking | one session | experimental
447 | DenseNet201 3s Mel10 walking | ECG | HR | Vollmer DB | 13 healthy subjects | Hexoskin HX1 | 256 Hz | 3 electrodes | 5 min | 13 | Uphill walking | one session | experimental
447 | DenseNet201 5s Sc2 walking | ECG | HR | Vollmer DB | 13 healthy subjects | Hexoskin HX1 | 256 Hz | 3 electrodes | 5 min | 13 | Uphill walking | one session | experimental
447 | DenseNet201 5s Sc4 walking | ECG | HR | Vollmer DB | 13 healthy subjects | Hexoskin HX1 | 256 Hz | 3 electrodes | 5 min | 13 | Uphill walking | one session | experimental
447 | DenseNet201 5s Sc10 walking | ECG | HR | Vollmer DB | 13 healthy subjects | Hexoskin HX1 | 256 Hz | 3 electrodes | 5 min | 13 | Uphill walking | one session | experimental
447 | DenseNet201 5s Sp2 walking | ECG | HR | Vollmer DB | 13 healthy subjects | Hexoskin HX1 | 256 Hz | 3 electrodes | 5 min | 13 | Uphill walking | one session | experimental
447 | DenseNet201 5s Sp4 walking | ECG | HR | Vollmer DB | 13 healthy subjects | Hexoskin HX1 | 256 Hz | 3 electrodes | 5 min | 13 | Uphill walking | one session | experimental
447 | DenseNet201 5s Sp10 walking | ECG | HR | Vollmer DB | 13 healthy subjects | Hexoskin HX1 | 256 Hz | 3 electrodes | 5 min | 13 | Uphill walking | one session | experimental
447 | DenseNet201 5s Mel2 walking | ECG | HR | Vollmer DB | 13 healthy subjects | Hexoskin HX1 | 256 Hz | 3 electrodes | 5 min | 13 | Uphill walking | one session | experimental
447 | DenseNet201 5s Mel4 walking | ECG | HR | Vollmer DB | 13 healthy subjects | Hexoskin HX1 | 256 Hz | 3 electrodes | 5 min | 13 | Uphill walking | one session | experimental
447 | DenseNet201 5s Mel10 walking | ECG | HR | Vollmer DB | 13 healthy subjects | Hexoskin HX1 | 256 Hz | 3 electrodes | 5 min | 13 | Uphill walking | one session | experimental
445 | 445.0.1 / A1 | ECG | HR | own data | healthy, male, Malaysian | Hexoskin Proshirt | 256 Hz | 3 electrodes | at least 15 min | 11 | 3 min of standing | one session | experimental
445 | 445.0.1 / A2 | ECG | HR | own data | healthy, male, Malaysian | Hexoskin Proshirt | 256 Hz | 3 electrodes | at least 15 min | 11 | 3 min of sitting | one session | experimental
445 | 445.0.1 / A3 | ECG | HR | own data | healthy, male, Malaysian | Hexoskin Proshirt | 256 Hz | 3 electrodes | at least 15 min | 11 | 3 min of typical walking | one session | experimental
445 | 445.0.1 / B1 | ECG | HR | own data | healthy, male, Malaysian | Hexoskin Proshirt | 256 Hz | 3 electrodes | at least 15 min | 11 | 3 min of standing + 6 min uncontrolled | one session | experimental
445 | 445.0.1 / B2 | ECG | HR | own data | healthy, male, Malaysian | Hexoskin Proshirt | 256 Hz | 3 electrodes | at least 15 min | 11 | 3 min each of standing, sitting and walking + 6 min uncontrolled | one session | experimental
445 | 445.0.1 / C | ECG | HR | own data | healthy, male, Malaysian | Hexoskin Proshirt | 256 Hz | 3 electrodes | at least 15 min | 11 | 3 min each of sitting and walking + 3 min standing? | one session | experimental
486 | 486.0.1 / Exp 2 Bior1.1 D1 | PPG | HR | own data | not provided | Microsoft Band 2 | 8 Hz | likely one (green) | 4 hours | 30 | everyday conditions | one session | everyday conditions
486 | 486.0.1 / Exp 2 Bior1.1 A1 | PPG | HR | own data | not provided | Microsoft Band 2 | 8 Hz | likely one (green) | 4 hours | 30 | everyday conditions | one session | everyday conditions
486 | 486.0.1 / Exp 2 Bior1.1 D2 | PPG | HR | own data | not provided | Microsoft Band 2 | 8 Hz | likely one (green) | 4 hours | 30 | everyday conditions | one session | everyday conditions
486 | 486.0.1 / Exp 2 Bior1.1 A2 | PPG | HR | own data | not provided | Microsoft Band 2 | 8 Hz | likely one (green) | 4 hours | 30 | everyday conditions | one session | everyday conditions
486 | 486.0.1 / Exp 2 Bior1.1 D3 | PPG | HR | own data | not provided | Microsoft Band 2 | 8 Hz | likely one (green) | 4 hours | 30 | everyday conditions | one session | everyday conditions
486 | 486.0.1 / Exp 2 Bior1.1 A3 | PPG | HR | own data | not provided | Microsoft Band 2 | 8 Hz | likely one (green) | 4 hours | 30 | everyday conditions | one session | everyday conditions
486 | 486.0.1 / Exp 2 Bior1.3 D1 | PPG | HR | own data | not provided | Microsoft Band 2 | 8 Hz | likely one (green) | 4 hours | 30 | everyday conditions | one session | everyday conditions
486 | 486.0.1 / Exp 2 Bior1.3 A1 | PPG | HR | own data | not provided | Microsoft Band 2 | 8 Hz | likely one (green) | 4 hours | 30 | everyday conditions | one session | everyday conditions
486 | 486.0.1 / Exp 2 Bior1.3 D2 | PPG | HR | own data | not provided | Microsoft Band 2 | 8 Hz | likely one (green) | 4 hours | 30 | everyday conditions | one session | everyday conditions
486 | 486.0.1 / Exp 2 Bior1.3 A2 | PPG | HR | own data | not provided | Microsoft Band 2 | 8 Hz | likely one (green) | 4 hours | 30 | everyday conditions | one session | everyday conditions
486 | 486.0.1 / Exp 2 Bior1.3 D3 | PPG | HR | own data | not provided | Microsoft Band 2 | 8 Hz | likely one (green) | 4 hours | 30 | everyday conditions | one session | everyday conditions
486 | 486.0.1 / Exp 2 Bior1.3 A3 | PPG | HR | own data | not provided | Microsoft Band 2 | 8 Hz | likely one (green) | 4 hours | 30 | everyday conditions | one session | everyday conditions
486 | 486.0.1 / Exp 2 Bior1.5 D1 | PPG | HR | own data | not provided | Microsoft Band 2 | 8 Hz | likely one (green) | 4 hours | 30 | everyday conditions | one session | everyday conditions
486 | 486.0.1 / Exp 2 Bior1.5 A1 | PPG | HR | own data | not provided | Microsoft Band 2 | 8 Hz | likely one (green) | 4 hours | 30 | everyday conditions | one session | everyday conditions
486 | 486.0.1 / Exp 2 Bior1.5 D2 | PPG | HR | own data | not provided | Microsoft Band 2 | 8 Hz | likely one (green) | 4 hours | 30 | everyday conditions | one session | everyday conditions
486 | 486.0.1 / Exp 2 Bior1.5 A2 | PPG | HR | own data | not provided | Microsoft Band 2 | 8 Hz | likely one (green) | 4 hours | 30 | everyday conditions | one session | everyday conditions
486 | 486.0.1 / Exp 2 Bior1.5 D3 | PPG | HR | own data | not provided | Microsoft Band 2 | 8 Hz | likely one (green) | 4 hours | 30 | everyday conditions | one session | everyday conditions
486 | 486.0.1 / Exp 2 Bior1.5 A3 | PPG | HR | own data | not provided | Microsoft Band 2 | 8 Hz | likely one (green) | 4 hours | 30 | everyday conditions | one session | everyday conditions
486 | 486.0.1 / Exp 2 Bior2.2 D1 | PPG | HR | own data | not provided | Microsoft Band 2 | 8 Hz | likely one (green) | 4 hours | 30 | everyday conditions | one session | everyday conditions
486 | 486.0.1 / Exp 2 Bior2.2 A1 | PPG | HR | own data | not provided | Microsoft Band 2 | 8 Hz | likely one (green) | 4 hours | 30 | everyday conditions | one session | everyday conditions
486 | 486.0.1 / Exp 2 Bior2.2 D2 | PPG | HR | own data | not provided | Microsoft Band 2 | 8 Hz | likely one (green) | 4 hours | 30 | everyday conditions | one session | everyday conditions
486 | 486.0.1 / Exp 2 Bior2.2 A2 | PPG | HR | own data | not provided | Microsoft Band 2 | 8 Hz | likely one (green) | 4 hours | 30 | everyday conditions | one session | everyday conditions
486 | 486.0.1 / Exp 2 Bior2.2 D3 | PPG | HR | own data | not provided | Microsoft Band 2 | 8 Hz | likely one (green) | 4 hours | 30 | everyday conditions | one session | everyday conditions
486 | 486.0.1 / Exp 2 Bior2.2 A3 | PPG | HR | own data | not provided | Microsoft Band 2 | 8 Hz | likely one (green) | 4 hours | 30 | everyday conditions | one session | everyday conditions
486 | 486.0.1 / Exp 2 Bior2.4 D1 | PPG | HR | own data | not provided | Microsoft Band 2 | 8 Hz | likely one (green) | 4 hours | 30 | everyday conditions | one session | everyday conditions
486 | 486.0.1 / Exp 2 Bior2.4 A1 | PPG | HR | own data | not provided | Microsoft Band 2 | 8 Hz | likely one (green) | 4 hours | 30 | everyday conditions | one session | everyday conditions
486 | 486.0.1 / Exp 2 Bior2.4 D2 | PPG | HR | own data | not provided | Microsoft Band 2 | 8 Hz | likely one (green) | 4 hours | 30 | everyday conditions | one session | everyday conditions
486 | 486.0.1 / Exp 2 Bior2.4 A2 | PPG | HR | own data | not provided | Microsoft Band 2 | 8 Hz | likely one (green) | 4 hours | 30 | everyday conditions | one session | everyday conditions
486 | 486.0.1 / Exp 2 Bior2.4 D3 | PPG | HR | own data | not provided | Microsoft Band 2 | 8 Hz | likely one (green) | 4 hours | 30 | everyday conditions | one session | everyday conditions
486 | 486.0.1 / Exp 2 Bior2.4 A3 | PPG | HR | own data | not provided | Microsoft Band 2 | 8 Hz | likely one (green) | 4 hours | 30 | everyday conditions | one session | everyday conditions
486 | 486.0.1 / Exp 2 Bior2.6 D1 | PPG | HR | own data | not provided | Microsoft Band 2 | 8 Hz | likely one (green) | 4 hours | 30 | everyday conditions | one session | everyday conditions
486 | 486.0.1 / Exp 2 Bior2.6 A1 | PPG | HR | own data | not provided | Microsoft Band 2 | 8 Hz | likely one (green) | 4 hours | 30 | everyday conditions | one session | everyday conditions
486 | 486.0.1 / Exp 2 Bior2.6 D2 | PPG | HR | own data | not provided | Microsoft Band 2 | 8 Hz | likely one (green) | 4 hours | 30 | everyday conditions | one session | everyday conditions
486 | 486.0.1 / Exp 2 Bior2.6 A2 | PPG | HR | own data | not provided | Microsoft Band 2 | 8 Hz | likely one (green) | 4 hours | 30 | everyday conditions | one session | everyday conditions
486 | 486.0.1 / Exp 2 Bior2.6 D3 | PPG | HR | own data | not provided | Microsoft Band 2 | 8 Hz | likely one (green) | 4 hours | 30 | everyday conditions | one session | everyday conditions
486 | 486.0.1 / Exp 2 Bior2.6 A3 | PPG | HR | own data | not provided | Microsoft Band 2 | 8 Hz | likely one (green) | 4 hours | 30 | everyday conditions | one session | everyday conditions
486 | 486.0.1 / Exp 2 Bior2.8 D1 | PPG | HR | own data | not provided | Microsoft Band 2 | 8 Hz | likely one (green) | 4 hours | 30 | everyday conditions | one session | everyday conditions
486 | 486.0.1 / Exp 2 Bior2.8 A1 | PPG | HR | own data | not provided | Microsoft Band 2 | 8 Hz | likely one (green) | 4 hours | 30 | everyday conditions | one session | everyday conditions
486 | 486.0.1 / Exp 2 Bior2.8 D2 | PPG | HR | own data | not provided | Microsoft Band 2 | 8 Hz | likely one (green) | 4 hours | 30 | everyday conditions | one session | everyday conditions
486 | 486.0.1 / Exp 2 Bior2.8 A2 | PPG | HR | own data | not provided | Microsoft Band 2 | 8 Hz | likely one (green) | 4 hours | 30 | everyday conditions | one session | everyday conditions
486 | 486.0.1 / Exp 2 Bior2.8 D3 | PPG | HR | own data | not provided | Microsoft Band 2 | 8 Hz | likely one (green) | 4 hours | 30 | everyday conditions | one session | everyday conditions
486 | 486.0.1 / Exp 2 Bior2.8 A3 | PPG | HR | own data | not provided | Microsoft Band 2 | 8 Hz | likely one (green) | 4 hours | 30 | everyday conditions | one session | everyday conditions
486 | 486.0.1 / Exp 2 Bior3.1 D1 | PPG | HR | own data | not provided | Microsoft Band 2 | 8 Hz | likely one (green) | 4 hours | 30 | everyday conditions | one session | everyday conditions
486 | 486.0.1 / Exp 2 Bior3.1 A1 | PPG | HR | own data | not provided | Microsoft Band 2 | 8 Hz | likely one (green) | 4 hours | 30 | everyday conditions | one session | everyday conditions
486 | 486.0.1 / Exp 2 Bior3.1 D2 | PPG | HR | own data | not provided | Microsoft Band 2 | 8 Hz | likely one (green) | 4 hours | 30 | everyday conditions | one session | everyday conditions
486 | 486.0.1 / Exp 2 Bior3.1 A2 | PPG | HR | own data | not provided | Microsoft Band 2 | 8 Hz | likely one (green) | 4 hours | 30 | everyday conditions | one session | everyday conditions
486 | 486.0.1 / Exp 2 Bior3.1 D3 | PPG | HR | own data | not provided | Microsoft Band 2 | 8 Hz | likely one (green) | 4 hours | 30 | everyday conditions | one session | everyday conditions
486 | 486.0.1 / Exp 2 Bior3.1 A3 | PPG | HR | own data | not provided | Microsoft Band 2 | 8 Hz | likely one (green) | 4 hours | 30 | everyday conditions | one session | everyday conditions
486 | 486.0.1 / Exp 2 Bior3.3 D1 | PPG | HR | own data | not provided | Microsoft Band 2 | 8 Hz | likely one (green) | 4 hours | 30 | everyday conditions | one session | everyday conditions
486 | 486.0.1 / Exp 2 Bior3.3 A1 | PPG | HR | own data | not provided | Microsoft Band 2 | 8 Hz | likely one (green) | 4 hours | 30 | everyday conditions | one session | everyday conditions
486 | 486.0.1 / Exp 2 Bior3.3 D2 | PPG | HR | own data | not provided | Microsoft Band 2 | 8 Hz | likely one (green) | 4 hours | 30 | everyday conditions | one session | everyday conditions
486 | 486.0.1 / Exp 2 Bior3.3 A2 | PPG | HR | own data | not provided | Microsoft Band 2 | 8 Hz | likely one (green) | 4 hours | 30 | everyday conditions | one session | everyday conditions
486 | 486.0.1 / Exp 2 Bior3.3 D3 | PPG | HR | own data | not provided | Microsoft Band 2 | 8 Hz | likely one (green) | 4 hours | 30 | everyday conditions | one session | everyday conditions
486 | 486.0.1 / Exp 2 Bior3.3 A3 | PPG | HR | own data | not provided | Microsoft Band 2 | 8 Hz | likely one (green) | 4 hours | 30 | everyday conditions | one session | everyday conditions
486 | 486.0.1 / Exp 2 Bior3.5 D1 | PPG | HR | own data | not provided | Microsoft Band 2 | 8 Hz | likely one (green) | 4 hours | 30 | everyday conditions | one session | everyday conditions
486 | 486.0.1 / Exp 2 Bior3.5 A1 | PPG | HR | own data | not provided | Microsoft Band 2 | 8 Hz | likely one (green) | 4 hours | 30 | everyday conditions | one session | everyday conditions
486 | 486.0.1 / Exp 2 Bior3.5 D2 | PPG | HR | own data | not provided | Microsoft Band 2 | 8 Hz | likely one (green) | 4 hours | 30 | everyday conditions | one session | everyday conditions
486 | 486.0.1 / Exp 2 Bior3.5 A2 | PPG | HR | own data | not provided | Microsoft Band 2 | 8 Hz | likely one (green) | 4 hours | 30 | everyday conditions | one session | everyday conditions
486 | 486.0.1 / Exp 2 Bior3.5 D3 | PPG | HR | own data | not provided | Microsoft Band 2 | 8 Hz | likely one (green) | 4 hours | 30 | everyday conditions | one session | everyday conditions
486 | 486.0.1 / Exp 2 Bior3.5 A3 | PPG | HR | own data | not provided | Microsoft Band 2 | 8 Hz | likely one (green) | 4 hours | 30 | everyday conditions | one session | everyday conditions
486 | 486.0.1 / Exp 2 Bior3.7 D1 | PPG | HR | own data | not provided | Microsoft Band 2 | 8 Hz | likely one (green) | 4 hours | 30 | everyday conditions | one session | everyday conditions
486 | 486.0.1 / Exp 2 Bior3.7 A1 | PPG | HR | own data | not provided | Microsoft Band 2 | 8 Hz | likely one (green) | 4 hours | 30 | everyday conditions | one session | everyday conditions
486 | 486.0.1 / Exp 2 Bior3.7 D2 | PPG | HR | own data | not provided | Microsoft Band 2 | 8 Hz | likely one (green) | 4 hours | 30 | everyday conditions | one session | everyday conditions
486 | 486.0.1 / Exp 2 Bior3.7 A2 | PPG | HR | own data | not provided | Microsoft Band 2 | 8 Hz | likely one (green) | 4 hours | 30 | everyday conditions | one session | everyday conditions
486 | 486.0.1 / Exp 2 Bior3.7 D3 | PPG | HR | own data | not provided | Microsoft Band 2 | 8 Hz | likely one (green) | 4 hours | 30 | everyday conditions | one session | everyday conditions
486 | 486.0.1 / Exp 2 Bior3.7 A3 | PPG | HR | own data | not provided | Microsoft Band 2 | 8 Hz | likely one (green) | 4 hours | 30 | everyday conditions | one session | everyday conditions
486 | 486.0.1 / Exp 2 Bior3.9 D1 | PPG | HR | own data | not provided | Microsoft Band 2 | 8 Hz | likely one (green) | 4 hours | 30 | everyday conditions | one session | everyday conditions
486 | 486.0.1 / Exp 2 Bior3.9 A1 | PPG | HR | own data | not provided | Microsoft Band 2 | 8 Hz | likely one (green) | 4 hours | 30 | everyday conditions | one session | everyday conditions
486 | 486.0.1 / Exp 2 Bior3.9 D2 | PPG | HR | own data | not provided | Microsoft Band 2 | 8 Hz | likely one (green) | 4 hours | 30 | everyday conditions | one session | everyday conditions
486 | 486.0.1 / Exp 2 Bior3.9 A2 | PPG | HR | own data | not provided | Microsoft Band 2 | 8 Hz | likely one (green) | 4 hours | 30 | everyday conditions | one session | everyday conditions
486 | 486.0.1 / Exp 2 Bior3.9 D3 | PPG | HR | own data | not provided | Microsoft Band 2 | 8 Hz | likely one (green) | 4 hours | 30 | everyday conditions | one session | everyday conditions
486 | 486.0.1 / Exp 2 Bior3.9 A3 | PPG | HR | own data | not provided | Microsoft Band 2 | 8 Hz | likely one (green) | 4 hours | 30 | everyday conditions | one session | everyday conditions
486 | 486.0.1 / Exp 2 Bior4.4 D1 | PPG | HR | own data | not provided | Microsoft Band 2 | 8 Hz | likely one (green) | 4 hours | 30 | everyday conditions | one session | everyday conditions
486 | 486.0.1 / Exp 2 Bior4.4 A1 | PPG | HR | own data | not provided | Microsoft Band 2 | 8 Hz | likely one (green) | 4 hours | 30 | everyday conditions | one session | everyday conditions
486 | 486.0.1 / Exp 2 Bior4.4 D2 | PPG | HR | own data | not provided | Microsoft Band 2 | 8 Hz | likely one (green) | 4 hours | 30 | everyday conditions | one session | everyday conditions
486 | 486.0.1 / Exp 2 Bior4.4 A2 | PPG | HR | own data | not provided | Microsoft Band 2 | 8 Hz | likely one (green) | 4 hours | 30 | everyday conditions | one session | everyday conditions
486 | 486.0.1 / Exp 2 Bior4.4 D3 | PPG | HR | own data | not provided | Microsoft Band 2 | 8 Hz | likely one (green) | 4 hours | 30 | everyday conditions | one session | everyday conditions
486 | 486.0.1 / Exp 2 Bior4.4 A3 | PPG | HR | own data | not provided | Microsoft Band 2 | 8 Hz | likely one (green) | 4 hours | 30 | everyday conditions | one session | everyday conditions
486 | 486.0.1 / Exp 2 Bior5.5 D1 | PPG | HR | own data | not provided | Microsoft Band 2 | 8 Hz | likely one (green) | 4 hours | 30 | everyday conditions | one session | everyday conditions
486 | 486.0.1 / Exp 2 Bior5.5 A1 | PPG | HR | own data | not provided | Microsoft Band 2 | 8 Hz | likely one (green) | 4 hours | 30 | everyday conditions | one session | everyday conditions
486 | 486.0.1 / Exp 2 Bior5.5 D2 | PPG | HR | own data | not provided | Microsoft Band 2 | 8 Hz | likely one (green) | 4 hours | 30 | everyday conditions | one session | everyday conditions
486 | 486.0.1 / Exp 2 Bior5.5 A2 | PPG | HR | own data | not provided | Microsoft Band 2 | 8 Hz | likely one (green) | 4 hours | 30 | everyday conditions | one session | everyday conditions
486 | 486.0.1 / Exp 2 Bior5.5 D3 | PPG | HR | own data | not provided | Microsoft Band 2 | 8 Hz | likely one (green) | 4 hours | 30 | everyday conditions | one session | everyday conditions
486 | 486.0.1 / Exp 2 Bior5.5 A3 | PPG | HR | own data | not provided | Microsoft Band 2 | 8 Hz | likely one (green) | 4 hours | 30 | everyday conditions | one session | everyday conditions
486 | 486.0.1 / Exp 2 Bior6.8 D1 | PPG | HR | own data | not provided | Microsoft Band 2 | 8 Hz | likely one (green) | 4 hours | 30 | everyday conditions | one session | everyday conditions
486 | 486.0.1 / Exp 2 Bior6.8 A1 | PPG | HR | own data | not provided | Microsoft Band 2 | 8 Hz | likely one (green) | 4 hours | 30 | everyday conditions | one session | everyday conditions
486 | 486.0.1 / Exp 2 Bior6.8 D2 | PPG | HR | own data | not provided | Microsoft Band 2 | 8 Hz | likely one (green) | 4 hours | 30 | everyday conditions | one session | everyday conditions
486 | 486.0.1 / Exp 2 Bior6.8 A2 | PPG | HR | own data | not provided | Microsoft Band 2 | 8 Hz | likely one (green) | 4 hours | 30 | everyday conditions | one session | everyday conditions
486 | 486.0.1 / Exp 2 Bior6.8 D3 | PPG | HR | own data | not provided | Microsoft Band 2 | 8 Hz | likely one (green) | 4 hours | 30 | everyday conditions | one session | everyday conditions
486 | 486.0.1 / Exp 2 Bior6.8 A3 | PPG | HR | own data | not provided | Microsoft Band 2 | 8 Hz | likely one (green) | 4 hours | 30 | everyday conditions | one session | everyday conditions
486 | 486.0.1 / Exp 3 Bior1.1 Approx. Coefficient Fusion | PPG | HR | own data | not provided | Microsoft Band 2 | 8 Hz | likely one (green) | 4 hours | 30 | everyday conditions | one session | everyday conditions
486 | 486.0.1 / Exp 3 Bior1.1 Coefficient Fusion | PPG | HR | own data | not provided | Microsoft Band 2 | 8 Hz | likely one (green) | 4 hours | 30 | everyday conditions | one session | everyday conditions
486 | 486.0.1 / Exp 3 Bior1.3 Approx. Coefficient Fusion | PPG | HR | own data | not provided | Microsoft Band 2 | 8 Hz | likely one (green) | 4 hours | 30 | everyday conditions | one session | everyday conditions
486 | 486.0.1 / Exp 3 Bior1.3 Coefficient Fusion | PPG | HR | own data | not provided | Microsoft Band 2 | 8 Hz | likely one (green) | 4 hours | 30 | everyday conditions | one session | everyday conditions
486 | Approx | PPG | HR | own data | not provided | Microsoft Band 2 | 8 Hz | likely one (green) | 4 hours | 30 | everyday conditions | one session | everyday conditions
486 | Coef | PPG | HR | own data | not provided | Microsoft Band 2 | 8 Hz | likely one (green) | 4 hours | 30 | everyday conditions | one session | everyday conditions
382 | 382.0.1 HR CNN | PPG | HR | own data | not provided | Fitbit Ionic | one sample per minute | one (green) | ca. 60 hours | 10 | everyday conditions | one session | everyday conditions
382 | 382.0.1 HR RNN | PPG | HR | own data | not provided | Fitbit Ionic | one sample per minute | one (green) | ca. 60 hours | 10 | everyday conditions | one session | everyday conditions
382 | 382.0.1 HR CRNN | PPG | HR | own data | not provided | Fitbit Ionic | one sample per minute | one (green) | ca. 60 hours | 10 | everyday conditions | one session | everyday conditions
382 | 382.0.1 HRB CNN | PPG, microphone | HR, breathing | own data | not provided | Fitbit Ionic + microphone | one sample per minute + 44.1 kHz | one (green) | ca. 60 hours | 10 | everyday conditions | one session | everyday conditions
382 | 382.0.1 HRB RNN | PPG, microphone | HR, breathing | own data | not provided | Fitbit Ionic + microphone | one sample per minute + 44.1 kHz | one (green) | ca. 60 hours | 10 | everyday conditions | one session | everyday conditions
382 | 382.0.1 HRB CRNN | PPG, microphone | HR, breathing | own data | not provided | Fitbit Ionic + microphone | one sample per minute + 44.1 kHz | one (green) | ca. 60 hours | 10 | everyday conditions | one session | everyday conditions
374 | 374.0.1 | PPG | HR | IEEE SPC | 20 healthy Chinese individuals, 18-58y, male | wrist worn (dorsal) | 125 Hz | one, green LED with wavelength 515 nm | variable, ca. 5 minutes per session (two individuals double) | 20 | T1: walking or running on treadmill: 1–2 km/h (30 s), 6–8 km/h (1 min), 12–15 km/h (1 min), 6–8 km/h (1 min), 12–15 km/h (1 min), and 1–2 km/h (30 s); T2: forearm/upper arm exercises (e.g. shake hands, stretch, push, running, jump, and push-ups). T3: intense arm movements (e.g. boxing) | one session | ambulatory environments
266 | 15 15 20 15 | PPG | HR | TROIKA | 12 healthy male Chinese subjects, 18-35 y.o. | wrist worn (dorsal) | 125 Hz | one, green LED with wavelength 515 nm | 30s+60s+60s+60s+60s+30s | 12 | walking or running on treadmill: 1–2 km/h (30 s), 6–8 km/h (1 min), 12–15 km/h (1 min), 6–8 km/h (1 min), 12–15 km/h (1 min), and 1–2 km/h (30 s) | one session | ambulatory environments
266 | 15 15 30 15 | PPG | HR | TROIKA | 12 healthy male Chinese subjects, 18-35 y.o. | wrist worn (dorsal) | 125 Hz | one, green LED with wavelength 515 nm | 30s+60s+60s+60s+60s+30s | 12 | walking or running on treadmill: 1–2 km/h (30 s), 6–8 km/h (1 min), 12–15 km/h (1 min), 6–8 km/h (1 min), 12–15 km/h (1 min), and 1–2 km/h (30 s) | one session | ambulatory environments
266 | 15 15 40 15 | PPG | HR | TROIKA | 12 healthy male Chinese subjects, 18-35 y.o. | wrist worn (dorsal) | 125 Hz | one, green LED with wavelength 515 nm | 30s+60s+60s+60s+60s+30s | 12 | walking or running on treadmill: 1–2 km/h (30 s), 6–8 km/h (1 min), 12–15 km/h (1 min), 6–8 km/h (1 min), 12–15 km/h (1 min), and 1–2 km/h (30 s) | one session | ambulatory environments
266 | 15 15 50 15 | PPG | HR | TROIKA | 12 healthy male Chinese subjects, 18-35 y.o. | wrist worn (dorsal) | 125 Hz | one, green LED with wavelength 515 nm | 30s+60s+60s+60s+60s+30s | 12 | walking or running on treadmill: 1–2 km/h (30 s), 6–8 km/h (1 min), 12–15 km/h (1 min), 6–8 km/h (1 min), 12–15 km/h (1 min), and 1–2 km/h (30 s) | one session | ambulatory environments
266 | 30 15 20 15 | PPG | HR | TROIKA | 12 healthy male Chinese subjects, 18-35 y.o. | wrist worn (dorsal) | 125 Hz | one, green LED with wavelength 515 nm | 30s+60s+60s+60s+60s+30s | 12 | walking or running on treadmill: 1–2 km/h (30 s), 6–8 km/h (1 min), 12–15 km/h (1 min), 6–8 km/h (1 min), 12–15 km/h (1 min), and 1–2 km/h (30 s) | one session | ambulatory environments
266 | 30 15 30 15 | PPG | HR | TROIKA | 12 healthy male Chinese subjects, 18-35 y.o. | wrist worn (dorsal) | 125 Hz | one, green LED with wavelength 515 nm | 30s+60s+60s+60s+60s+30s | 12 | walking or running on treadmill: 1–2 km/h (30 s), 6–8 km/h (1 min), 12–15 km/h (1 min), 6–8 km/h (1 min), 12–15 km/h (1 min), and 1–2 km/h (30 s) | one session | ambulatory environments
266 | 30 15 40 15 | PPG | HR | TROIKA | 12 healthy male Chinese subjects, 18-35 y.o. | wrist worn (dorsal) | 125 Hz | one, green LED with wavelength 515 nm | 30s+60s+60s+60s+60s+30s | 12 | walking or running on treadmill: 1–2 km/h (30 s), 6–8 km/h (1 min), 12–15 km/h (1 min), 6–8 km/h (1 min), 12–15 km/h (1 min), and 1–2 km/h (30 s) | one session | ambulatory environments
266 | 30 15 50 15 | PPG | HR | TROIKA | 12 healthy male Chinese subjects, 18-35 y.o. | wrist worn (dorsal) | 125 Hz | one, green LED with wavelength 515 nm | 30s+60s+60s+60s+60s+30s | 12 | walking or running on treadmill: 1–2 km/h (30 s), 6–8 km/h (1 min), 12–15 km/h (1 min), 6–8 km/h (1 min), 12–15 km/h (1 min), and 1–2 km/h (30 s) | one session | ambulatory environments
266 | 30 32 20 15 | PPG | HR | TROIKA | 12 healthy male Chinese subjects, 18-35 y.o. | wrist worn (dorsal) | 125 Hz | one, green LED with wavelength 515 nm | 30s+60s+60s+60s+60s+30s | 12 | walking or running on treadmill: 1–2 km/h (30 s), 6–8 km/h (1 min), 12–15 km/h (1 min), 6–8 km/h (1 min), 12–15 km/h (1 min), and 1–2 km/h (30 s) | one session | ambulatory environments
266 | 30 32 30 32 | PPG | HR | TROIKA | 12 healthy male Chinese subjects, 18-35 y.o. | wrist worn (dorsal) | 125 Hz | one, green LED with wavelength 515 nm | 30s+60s+60s+60s+60s+30s | 12 | walking or running on treadmill: 1–2 km/h (30 s), 6–8 km/h (1 min), 12–15 km/h (1 min), 6–8 km/h (1 min), 12–15 km/h (1 min), and 1–2 km/h (30 s) | one session | ambulatory environments
266 | 30 32 40 32 | PPG | HR | TROIKA | 12 healthy male Chinese subjects, 18-35 y.o. | wrist worn (dorsal) | 125 Hz | one, green LED with wavelength 515 nm | 30s+60s+60s+60s+60s+30s | 12 | walking or running on treadmill: 1–2 km/h (30 s), 6–8 km/h (1 min), 12–15 km/h (1 min), 6–8 km/h (1 min), 12–15 km/h (1 min), and 1–2 km/h (30 s) | one session | ambulatory environments
266 | 30 32 50 32 | PPG | HR | TROIKA | 12 healthy male Chinese subjects, 18-35 y.o. | wrist worn (dorsal) | 125 Hz | one, green LED with wavelength 515 nm | 30s+60s+60s+60s+60s+30s | 12 | walking or running on treadmill: 1–2 km/h (30 s), 6–8 km/h (1 min), 12–15 km/h (1 min), 6–8 km/h (1 min), 12–15 km/h (1 min), and 1–2 km/h (30 s) | one session | ambulatory environments

## Pre-Processing
id | experience | noise reduction | segmentation | normalization
28 |  | none | none | batch normalization in source data set
36 | Hexoskin M50 NB | Downsampled to 200 Hz. third order band‐pass filter (0.5-45 Hz), mean filter for signal smoothing. | 4‐s time windows and a 1‐s delay between windows | not described
36 | Hexoskin M40 NB | Downsampled to 200 Hz. third order band‐pass filter (0.5-45 Hz), mean filter for signal smoothing. | 4‐s time windows and a 1‐s delay between windows | not described
36 | Hexoskin M30 NB | Downsampled to 200 Hz. third order band‐pass filter (0.5-45 Hz), mean filter for signal smoothing. | 4‐s time windows and a 1‐s delay between windows | not described
36 | Hexoskin E50 NB | Downsampled to 200 Hz. third order band‐pass filter (0.5-45 Hz), mean filter for signal smoothing. | 4‐s time windows and a 1‐s delay between windows | not described
36 | Hexoskin E40 NB | Downsampled to 200 Hz. third order band‐pass filter (0.5-45 Hz), mean filter for signal smoothing. | 4‐s time windows and a 1‐s delay between windows | not described
36 | Hexoskin E30 NB | Downsampled to 200 Hz. third order band‐pass filter (0.5-45 Hz), mean filter for signal smoothing. | 4‐s time windows and a 1‐s delay between windows | not described
36 | Hexoskin M50 DT | Downsampled to 200 Hz. third order band‐pass filter (0.5-45 Hz), mean filter for signal smoothing. | 4‐s time windows and a 1‐s delay between windows | not described
36 | Hexoskin M40 DT | Downsampled to 200 Hz. third order band‐pass filter (0.5-45 Hz), mean filter for signal smoothing. | 4‐s time windows and a 1‐s delay between windows | not described
36 | Hexoskin M30 DT | Downsampled to 200 Hz. third order band‐pass filter (0.5-45 Hz), mean filter for signal smoothing. | 4‐s time windows and a 1‐s delay between windows | not described
36 | Hexoskin E50 DT | Downsampled to 200 Hz. third order band‐pass filter (0.5-45 Hz), mean filter for signal smoothing. | 4‐s time windows and a 1‐s delay between windows | not described
36 | Hexoskin E40 DT | Downsampled to 200 Hz. third order band‐pass filter (0.5-45 Hz), mean filter for signal smoothing. | 4‐s time windows and a 1‐s delay between windows | not described
36 | Hexoskin E30 DT | Downsampled to 200 Hz. third order band‐pass filter (0.5-45 Hz), mean filter for signal smoothing. | 4‐s time windows and a 1‐s delay between windows | not described
43 |  | FIR bandpass filter to remove baseline wander and environmental noises. (ii) time-sharing re-configurable “QRS” peak detection engine (PDE) | single beats | serial FFT-based normalization / SFNE
55 | Empatica kNN 9/1 | points exceeding more than 20% of local average of 3 beats are excluded, then interpolation for missing data | non-overlapping 120s windows | not described
55 | Empatica RF 9/1 | points exceeding more than 20% of local average of 3 beats are excluded, then interpolation for missing data | non-overlapping 120s windows | not described
55 | Empatica MLP 9/1 | points exceeding more than 20% of local average of 3 beats are excluded, then interpolation for missing data | non-overlapping 120s windows | not described
55 | Empatica LR 9/1 | points exceeding more than 20% of local average of 3 beats are excluded, then interpolation for missing data | non-overlapping 120s windows | not described
55 | Empatica NB 9/1 | points exceeding more than 20% of local average of 3 beats are excluded, then interpolation for missing data | non-overlapping 120s windows | not described
55 | S kNN 9/1 | points exceeding more than 20% of local average of 3 beats are excluded, then interpolation for missing data | non-overlapping 120s windows | not described
55 | S RF 9/1 | points exceeding more than 20% of local average of 3 beats are excluded, then interpolation for missing data | non-overlapping 120s windows | not described
55 | S MLP 9/1 | points exceeding more than 20% of local average of 3 beats are excluded, then interpolation for missing data | non-overlapping 120s windows | not described
55 | S LR 9/1 | points exceeding more than 20% of local average of 3 beats are excluded, then interpolation for missing data | non-overlapping 120s windows | not described
55 | S NB 9/1 | points exceeding more than 20% of local average of 3 beats are excluded, then interpolation for missing data | non-overlapping 120s windows | not described
55 | S2 kNN 9/1 | points exceeding more than 20% of local average of 3 beats are excluded, then interpolation for missing data | non-overlapping 120s windows | not described
55 | S2 RF 9/1 | points exceeding more than 20% of local average of 3 beats are excluded, then interpolation for missing data | non-overlapping 120s windows | not described
55 | S2 MLP 9/1 | points exceeding more than 20% of local average of 3 beats are excluded, then interpolation for missing data | non-overlapping 120s windows | not described
55 | S2 LR 9/1 | points exceeding more than 20% of local average of 3 beats are excluded, then interpolation for missing data | non-overlapping 120s windows | not described
55 | S2 NB 9/1 | points exceeding more than 20% of local average of 3 beats are excluded, then interpolation for missing data | non-overlapping 120s windows | not described
55 | Empatica kNN 7/3 | points exceeding more than 20% of local average of 3 beats are excluded, then interpolation for missing data | non-overlapping 120s windows | not described
55 | Empatica RF 7/3 | points exceeding more than 20% of local average of 3 beats are excluded, then interpolation for missing data | non-overlapping 120s windows | not described
55 | Empatica MLP 7/3 | points exceeding more than 20% of local average of 3 beats are excluded, then interpolation for missing data | non-overlapping 120s windows | not described
55 | Empatica LR 7/3 | points exceeding more than 20% of local average of 3 beats are excluded, then interpolation for missing data | non-overlapping 120s windows | not described
55 | Empatica NB 7/3 | points exceeding more than 20% of local average of 3 beats are excluded, then interpolation for missing data | non-overlapping 120s windows | not described
55 | S kNN 7/3 | points exceeding more than 20% of local average of 3 beats are excluded, then interpolation for missing data | non-overlapping 120s windows | not described
55 | S RF 7/3 | points exceeding more than 20% of local average of 3 beats are excluded, then interpolation for missing data | non-overlapping 120s windows | not described
55 | S MLP 7/3 | points exceeding more than 20% of local average of 3 beats are excluded, then interpolation for missing data | non-overlapping 120s windows | not described
55 | S LR 7/3 | points exceeding more than 20% of local average of 3 beats are excluded, then interpolation for missing data | non-overlapping 120s windows | not described
55 | S NB 7/3 | points exceeding more than 20% of local average of 3 beats are excluded, then interpolation for missing data | non-overlapping 120s windows | not described
55 | S2 kNN 7/3 | points exceeding more than 20% of local average of 3 beats are excluded, then interpolation for missing data | non-overlapping 120s windows | not described
55 | S2 RF 7/3 | points exceeding more than 20% of local average of 3 beats are excluded, then interpolation for missing data | non-overlapping 120s windows | not described
55 | S2 MLP 7/3 | points exceeding more than 20% of local average of 3 beats are excluded, then interpolation for missing data | non-overlapping 120s windows | not described
55 | S2 LR 7/3 | points exceeding more than 20% of local average of 3 beats are excluded, then interpolation for missing data | non-overlapping 120s windows | not described
55 | S2 NB 7/3 | points exceeding more than 20% of local average of 3 beats are excluded, then interpolation for missing data | non-overlapping 120s windows | not described
75 | SVM AC/DCT | fourth-order Butterworth filter (1–40 Hz) | non-overlapping 5s windows | not described
75 | RF AC/DCT | fourth-order Butterworth filter (1–40 Hz) | non-overlapping 5s windows | not described
75 | XGB AC/DCT | fourth-order Butterworth filter (1–40 Hz) | non-overlapping 5s windows | not described
75 | MLP AC/DCT | fourth-order Butterworth filter (1–40 Hz) | non-overlapping 5s windows | not described
75 | SVM MFCC | fourth-order Butterworth filter (1–40 Hz) | non-overlapping 5s windows | not described
75 | RF MFCC | fourth-order Butterworth filter (1–40 Hz) | non-overlapping 5s windows | not described
75 | XGB MFCC | fourth-order Butterworth filter (1–40 Hz) | non-overlapping 5s windows | not described
75 | MLP MFCC | fourth-order Butterworth filter (1–40 Hz) | non-overlapping 5s windows | not described
75 | SVM AC/DCT+MFCC | fourth-order Butterworth filter (1–40 Hz) | non-overlapping 5s windows | not described
75 | RF AC/DCT+MFCC | fourth-order Butterworth filter (1–40 Hz) | non-overlapping 5s windows | not described
75 | XGB AC/DCT+MFCC | fourth-order Butterworth filter (1–40 Hz) | non-overlapping 5s windows | not described
75 | MLP AC/DCT+MFCC | fourth-order Butterworth filter (1–40 Hz) | non-overlapping 5s windows | not described
75 | SVM rr | fourth-order Butterworth filter (1–40 Hz) | non-overlapping 5s windows | not described
75 | SVM ww | fourth-order Butterworth filter (1–40 Hz) | non-overlapping 5s windows | not described
75 | SVM rw | fourth-order Butterworth filter (1–40 Hz) | non-overlapping 5s windows | not described
75 | RF rr | fourth-order Butterworth filter (1–40 Hz) | non-overlapping 5s windows | not described
75 | RF ww | fourth-order Butterworth filter (1–40 Hz) | non-overlapping 5s windows | not described
75 | RF rw | fourth-order Butterworth filter (1–40 Hz) | non-overlapping 5s windows | not described
75 | XGB rr | fourth-order Butterworth filter (1–40 Hz) | non-overlapping 5s windows | not described
75 | XGB ww | fourth-order Butterworth filter (1–40 Hz) | non-overlapping 5s windows | not described
75 | XGB rw | fourth-order Butterworth filter (1–40 Hz) | non-overlapping 5s windows | not described
75 | MLP rr | fourth-order Butterworth filter (1–40 Hz) | non-overlapping 5s windows | not described
75 | MLP ww | fourth-order Butterworth filter (1–40 Hz) | non-overlapping 5s windows | not described
75 | MLP rw | fourth-order Butterworth filter (1–40 Hz) | non-overlapping 5s windows | not described
75 | 1D CNN rr | fourth-order Butterworth filter (1–40 Hz) | non-overlapping 5s windows | not described
75 | 1D CNN ww | fourth-order Butterworth filter (1–40 Hz) | non-overlapping 5s windows | not described
75 | 1D CNN rw | fourth-order Butterworth filter (1–40 Hz) | non-overlapping 5s windows | not described
147 | Right Hand Vertical Sit | Savitzky-Golay filter for low frequency noise, sixth-order Butterworth lowpass filter for high-frequency noise, common average referencing (CAR), data smoothing via interpolation with spline cubic curves at 750Hz | 1-second windows centered on each detected heartbeat peak | normalised, no further details
147 | Right Hand Horizontal Sit | Savitzky-Golay filter for low frequency noise, sixth-order Butterworth lowpass filter for high-frequency noise, common average referencing (CAR), data smoothing via interpolation with spline cubic curves at 750Hz | 1-second windows centered on each detected heartbeat peak | normalised, no further details
147 | Right Hand Dorsal-Ventral Sit | Savitzky-Golay filter for low frequency noise, sixth-order Butterworth lowpass filter for high-frequency noise, common average referencing (CAR), data smoothing via interpolation with spline cubic curves at 750Hz | 1-second windows centered on each detected heartbeat peak | normalised, no further details
147 | Left Hand Vertical Sit | Savitzky-Golay filter for low frequency noise, sixth-order Butterworth lowpass filter for high-frequency noise, common average referencing (CAR), data smoothing via interpolation with spline cubic curves at 750Hz | 1-second windows centered on each detected heartbeat peak | normalised, no further details
147 | Left Hand Horizontal Sit | Savitzky-Golay filter for low frequency noise, sixth-order Butterworth lowpass filter for high-frequency noise, common average referencing (CAR), data smoothing via interpolation with spline cubic curves at 750Hz | 1-second windows centered on each detected heartbeat peak | normalised, no further details
147 | Left Hand Dorsal-Ventral Sit | Savitzky-Golay filter for low frequency noise, sixth-order Butterworth lowpass filter for high-frequency noise, common average referencing (CAR), data smoothing via interpolation with spline cubic curves at 750Hz | 1-second windows centered on each detected heartbeat peak | normalised, no further details
147 | Left Carotid Vertical Sit | Savitzky-Golay filter for low frequency noise, sixth-order Butterworth lowpass filter for high-frequency noise, common average referencing (CAR), data smoothing via interpolation with spline cubic curves at 750Hz | 1-second windows centered on each detected heartbeat peak | normalised, no further details
147 | Left Carotid Horizontal Sit | Savitzky-Golay filter for low frequency noise, sixth-order Butterworth lowpass filter for high-frequency noise, common average referencing (CAR), data smoothing via interpolation with spline cubic curves at 750Hz | 1-second windows centered on each detected heartbeat peak | normalised, no further details
147 | Left Carotid Dorsal-Ventral Sit | Savitzky-Golay filter for low frequency noise, sixth-order Butterworth lowpass filter for high-frequency noise, common average referencing (CAR), data smoothing via interpolation with spline cubic curves at 750Hz | 1-second windows centered on each detected heartbeat peak | normalised, no further details
147 | Heart Vertical Sit | Savitzky-Golay filter for low frequency noise, sixth-order Butterworth lowpass filter for high-frequency noise, common average referencing (CAR), data smoothing via interpolation with spline cubic curves at 750Hz | 1-second windows centered on each detected heartbeat peak | normalised, no further details
147 | Heart Horizontal Sit | Savitzky-Golay filter for low frequency noise, sixth-order Butterworth lowpass filter for high-frequency noise, common average referencing (CAR), data smoothing via interpolation with spline cubic curves at 750Hz | 1-second windows centered on each detected heartbeat peak | normalised, no further details
147 | Heart Dorsal-Ventral Sit | Savitzky-Golay filter for low frequency noise, sixth-order Butterworth lowpass filter for high-frequency noise, common average referencing (CAR), data smoothing via interpolation with spline cubic curves at 750Hz | 1-second windows centered on each detected heartbeat peak | normalised, no further details
147 | Sternum Vertical Sit | Savitzky-Golay filter for low frequency noise, sixth-order Butterworth lowpass filter for high-frequency noise, common average referencing (CAR), data smoothing via interpolation with spline cubic curves at 750Hz | 1-second windows centered on each detected heartbeat peak | normalised, no further details
147 | Sternum Horizontal Sit | Savitzky-Golay filter for low frequency noise, sixth-order Butterworth lowpass filter for high-frequency noise, common average referencing (CAR), data smoothing via interpolation with spline cubic curves at 750Hz | 1-second windows centered on each detected heartbeat peak | normalised, no further details
147 | Sternum Dorsal-Ventral Sit | Savitzky-Golay filter for low frequency noise, sixth-order Butterworth lowpass filter for high-frequency noise, common average referencing (CAR), data smoothing via interpolation with spline cubic curves at 750Hz | 1-second windows centered on each detected heartbeat peak | normalised, no further details
147 | Right Hand Vertical Resilient Sit | Savitzky-Golay filter for low frequency noise, sixth-order Butterworth lowpass filter for high-frequency noise; removal of motion artifacts by averaging 5 consecutive data samples, common average referencing (CAR), data smoothing via interpolation with spline cubic curves at 750Hz | 1-second windows centered on each detected heartbeat peak | normalised, no further details
147 | Right Hand Horizontal Resilient Sit | Savitzky-Golay filter for low frequency noise, sixth-order Butterworth lowpass filter for high-frequency noise; removal of motion artifacts by averaging 5 consecutive data samples, common average referencing (CAR), data smoothing via interpolation with spline cubic curves at 750Hz | 1-second windows centered on each detected heartbeat peak | normalised, no further details
147 | Right Hand Dorsal-Ventral Resilient Sit | Savitzky-Golay filter for low frequency noise, sixth-order Butterworth lowpass filter for high-frequency noise; removal of motion artifacts by averaging 5 consecutive data samples, common average referencing (CAR), data smoothing via interpolation with spline cubic curves at 750Hz | 1-second windows centered on each detected heartbeat peak | normalised, no further details
147 | Left Hand Vertical Resilient Sit | Savitzky-Golay filter for low frequency noise, sixth-order Butterworth lowpass filter for high-frequency noise; removal of motion artifacts by averaging 5 consecutive data samples, common average referencing (CAR), data smoothing via interpolation with spline cubic curves at 750Hz | 1-second windows centered on each detected heartbeat peak | normalised, no further details
147 | Left Hand Horizontal Resilient Sit | Savitzky-Golay filter for low frequency noise, sixth-order Butterworth lowpass filter for high-frequency noise; removal of motion artifacts by averaging 5 consecutive data samples, common average referencing (CAR), data smoothing via interpolation with spline cubic curves at 750Hz | 1-second windows centered on each detected heartbeat peak | normalised, no further details
147 | Left Hand Dorsal-Ventral Resilient Sit | Savitzky-Golay filter for low frequency noise, sixth-order Butterworth lowpass filter for high-frequency noise; removal of motion artifacts by averaging 5 consecutive data samples, common average referencing (CAR), data smoothing via interpolation with spline cubic curves at 750Hz | 1-second windows centered on each detected heartbeat peak | normalised, no further details
147 | Left Carotid Vertical Resilient Sit | Savitzky-Golay filter for low frequency noise, sixth-order Butterworth lowpass filter for high-frequency noise; removal of motion artifacts by averaging 5 consecutive data samples, common average referencing (CAR), data smoothing via interpolation with spline cubic curves at 750Hz | 1-second windows centered on each detected heartbeat peak | normalised, no further details
147 | Left Carotid Horizontal Resilient Sit | Savitzky-Golay filter for low frequency noise, sixth-order Butterworth lowpass filter for high-frequency noise; removal of motion artifacts by averaging 5 consecutive data samples, common average referencing (CAR), data smoothing via interpolation with spline cubic curves at 750Hz | 1-second windows centered on each detected heartbeat peak | normalised, no further details
147 | Left Carotid Dorsal-Ventral Resilient Sit | Savitzky-Golay filter for low frequency noise, sixth-order Butterworth lowpass filter for high-frequency noise; removal of motion artifacts by averaging 5 consecutive data samples, common average referencing (CAR), data smoothing via interpolation with spline cubic curves at 750Hz | 1-second windows centered on each detected heartbeat peak | normalised, no further details
147 | Heart Vertical Resilient Sit | Savitzky-Golay filter for low frequency noise, sixth-order Butterworth lowpass filter for high-frequency noise; removal of motion artifacts by averaging 5 consecutive data samples, common average referencing (CAR), data smoothing via interpolation with spline cubic curves at 750Hz | 1-second windows centered on each detected heartbeat peak | normalised, no further details
147 | Heart Horizontal Resilient Sit | Savitzky-Golay filter for low frequency noise, sixth-order Butterworth lowpass filter for high-frequency noise; removal of motion artifacts by averaging 5 consecutive data samples, common average referencing (CAR), data smoothing via interpolation with spline cubic curves at 750Hz | 1-second windows centered on each detected heartbeat peak | normalised, no further details
147 | Heart Dorsal-Ventral Resilient Sit | Savitzky-Golay filter for low frequency noise, sixth-order Butterworth lowpass filter for high-frequency noise; removal of motion artifacts by averaging 5 consecutive data samples, common average referencing (CAR), data smoothing via interpolation with spline cubic curves at 750Hz | 1-second windows centered on each detected heartbeat peak | normalised, no further details
147 | Sternum Vertical Resilient Sit | Savitzky-Golay filter for low frequency noise, sixth-order Butterworth lowpass filter for high-frequency noise; removal of motion artifacts by averaging 5 consecutive data samples, common average referencing (CAR), data smoothing via interpolation with spline cubic curves at 750Hz | 1-second windows centered on each detected heartbeat peak | normalised, no further details
147 | Sternum Horizontal Resilient Sit | Savitzky-Golay filter for low frequency noise, sixth-order Butterworth lowpass filter for high-frequency noise; removal of motion artifacts by averaging 5 consecutive data samples, common average referencing (CAR), data smoothing via interpolation with spline cubic curves at 750Hz | 1-second windows centered on each detected heartbeat peak | normalised, no further details
147 | Sternum Dorsal-Ventral Resilient Sit | Savitzky-Golay filter for low frequency noise, sixth-order Butterworth lowpass filter for high-frequency noise; removal of motion artifacts by averaging 5 consecutive data samples, common average referencing (CAR), data smoothing via interpolation with spline cubic curves at 750Hz | 1-second windows centered on each detected heartbeat peak | normalised, no further details
147 | Right Hand Vertical Stand | Savitzky-Golay filter for low frequency noise, sixth-order Butterworth lowpass filter for high-frequency noise, common average referencing (CAR), data smoothing via interpolation with spline cubic curves at 750Hz | 1-second windows centered on each detected heartbeat peak | normalised, no further details
147 | Right Hand Horizontal Stand | Savitzky-Golay filter for low frequency noise, sixth-order Butterworth lowpass filter for high-frequency noise, common average referencing (CAR), data smoothing via interpolation with spline cubic curves at 750Hz | 1-second windows centered on each detected heartbeat peak | normalised, no further details
147 | Right Hand Dorsal-Ventral Stand | Savitzky-Golay filter for low frequency noise, sixth-order Butterworth lowpass filter for high-frequency noise, common average referencing (CAR), data smoothing via interpolation with spline cubic curves at 750Hz | 1-second windows centered on each detected heartbeat peak | normalised, no further details
147 | Left Hand Vertical Stand | Savitzky-Golay filter for low frequency noise, sixth-order Butterworth lowpass filter for high-frequency noise, common average referencing (CAR), data smoothing via interpolation with spline cubic curves at 750Hz | 1-second windows centered on each detected heartbeat peak | normalised, no further details
147 | Left Hand Horizontal Stand | Savitzky-Golay filter for low frequency noise, sixth-order Butterworth lowpass filter for high-frequency noise, common average referencing (CAR), data smoothing via interpolation with spline cubic curves at 750Hz | 1-second windows centered on each detected heartbeat peak | normalised, no further details
147 | Left Hand Dorsal-Ventral Stand | Savitzky-Golay filter for low frequency noise, sixth-order Butterworth lowpass filter for high-frequency noise, common average referencing (CAR), data smoothing via interpolation with spline cubic curves at 750Hz | 1-second windows centered on each detected heartbeat peak | normalised, no further details
147 | Left Carotid Vertical Stand | Savitzky-Golay filter for low frequency noise, sixth-order Butterworth lowpass filter for high-frequency noise, common average referencing (CAR), data smoothing via interpolation with spline cubic curves at 750Hz | 1-second windows centered on each detected heartbeat peak | normalised, no further details
147 | Left Carotid Horizontal Stand | Savitzky-Golay filter for low frequency noise, sixth-order Butterworth lowpass filter for high-frequency noise, common average referencing (CAR), data smoothing via interpolation with spline cubic curves at 750Hz | 1-second windows centered on each detected heartbeat peak | normalised, no further details
147 | Left Carotid Dorsal-Ventral Stand | Savitzky-Golay filter for low frequency noise, sixth-order Butterworth lowpass filter for high-frequency noise, common average referencing (CAR), data smoothing via interpolation with spline cubic curves at 750Hz | 1-second windows centered on each detected heartbeat peak | normalised, no further details
147 | Heart Vertical Stand | Savitzky-Golay filter for low frequency noise, sixth-order Butterworth lowpass filter for high-frequency noise, common average referencing (CAR), data smoothing via interpolation with spline cubic curves at 750Hz | 1-second windows centered on each detected heartbeat peak | normalised, no further details
147 | Heart Horizontal Stand | Savitzky-Golay filter for low frequency noise, sixth-order Butterworth lowpass filter for high-frequency noise, common average referencing (CAR), data smoothing via interpolation with spline cubic curves at 750Hz | 1-second windows centered on each detected heartbeat peak | normalised, no further details
147 | Heart Dorsal-Ventral Stand | Savitzky-Golay filter for low frequency noise, sixth-order Butterworth lowpass filter for high-frequency noise, common average referencing (CAR), data smoothing via interpolation with spline cubic curves at 750Hz | 1-second windows centered on each detected heartbeat peak | normalised, no further details
147 | Sternum Vertical Stand | Savitzky-Golay filter for low frequency noise, sixth-order Butterworth lowpass filter for high-frequency noise, common average referencing (CAR), data smoothing via interpolation with spline cubic curves at 750Hz | 1-second windows centered on each detected heartbeat peak | normalised, no further details
147 | Sternum Horizontal Stand | Savitzky-Golay filter for low frequency noise, sixth-order Butterworth lowpass filter for high-frequency noise, common average referencing (CAR), data smoothing via interpolation with spline cubic curves at 750Hz | 1-second windows centered on each detected heartbeat peak | normalised, no further details
147 | Sternum Dorsal-Ventral Stand | Savitzky-Golay filter for low frequency noise, sixth-order Butterworth lowpass filter for high-frequency noise, common average referencing (CAR), data smoothing via interpolation with spline cubic curves at 750Hz | 1-second windows centered on each detected heartbeat peak | normalised, no further details
147 | Right Hand Vertical Resilient Stand | Savitzky-Golay filter for low frequency noise, sixth-order Butterworth lowpass filter for high-frequency noise; removal of motion artifacts by averaging 5 consecutive data samples, common average referencing (CAR), data smoothing via interpolation with spline cubic curves at 750Hz | 1-second windows centered on each detected heartbeat peak | normalised, no further details
147 | Right Hand Horizontal Resilient Stand | Savitzky-Golay filter for low frequency noise, sixth-order Butterworth lowpass filter for high-frequency noise; removal of motion artifacts by averaging 5 consecutive data samples, common average referencing (CAR), data smoothing via interpolation with spline cubic curves at 750Hz | 1-second windows centered on each detected heartbeat peak | normalised, no further details
147 | Right Hand Dorsal-Ventral Resilient Stand | Savitzky-Golay filter for low frequency noise, sixth-order Butterworth lowpass filter for high-frequency noise; removal of motion artifacts by averaging 5 consecutive data samples, common average referencing (CAR), data smoothing via interpolation with spline cubic curves at 750Hz | 1-second windows centered on each detected heartbeat peak | normalised, no further details
147 | Left Hand Vertical Resilient Stand | Savitzky-Golay filter for low frequency noise, sixth-order Butterworth lowpass filter for high-frequency noise; removal of motion artifacts by averaging 5 consecutive data samples, common average referencing (CAR), data smoothing via interpolation with spline cubic curves at 750Hz | 1-second windows centered on each detected heartbeat peak | normalised, no further details
147 | Left Hand Horizontal Resilient Stand | Savitzky-Golay filter for low frequency noise, sixth-order Butterworth lowpass filter for high-frequency noise; removal of motion artifacts by averaging 5 consecutive data samples, common average referencing (CAR), data smoothing via interpolation with spline cubic curves at 750Hz | 1-second windows centered on each detected heartbeat peak | normalised, no further details
147 | Left Hand Dorsal-Ventral Resilient Stand | Savitzky-Golay filter for low frequency noise, sixth-order Butterworth lowpass filter for high-frequency noise; removal of motion artifacts by averaging 5 consecutive data samples, common average referencing (CAR), data smoothing via interpolation with spline cubic curves at 750Hz | 1-second windows centered on each detected heartbeat peak | normalised, no further details
147 | Left Carotid Vertical Resilient Stand | Savitzky-Golay filter for low frequency noise, sixth-order Butterworth lowpass filter for high-frequency noise; removal of motion artifacts by averaging 5 consecutive data samples, common average referencing (CAR), data smoothing via interpolation with spline cubic curves at 750Hz | 1-second windows centered on each detected heartbeat peak | normalised, no further details
147 | Left Carotid Horizontal Resilient Stand | Savitzky-Golay filter for low frequency noise, sixth-order Butterworth lowpass filter for high-frequency noise; removal of motion artifacts by averaging 5 consecutive data samples, common average referencing (CAR), data smoothing via interpolation with spline cubic curves at 750Hz | 1-second windows centered on each detected heartbeat peak | normalised, no further details
147 | Left Carotid Dorsal-Ventral Resilient Stand | Savitzky-Golay filter for low frequency noise, sixth-order Butterworth lowpass filter for high-frequency noise; removal of motion artifacts by averaging 5 consecutive data samples, common average referencing (CAR), data smoothing via interpolation with spline cubic curves at 750Hz | 1-second windows centered on each detected heartbeat peak | normalised, no further details
147 | Heart Vertical Resilient Stand | Savitzky-Golay filter for low frequency noise, sixth-order Butterworth lowpass filter for high-frequency noise; removal of motion artifacts by averaging 5 consecutive data samples, common average referencing (CAR), data smoothing via interpolation with spline cubic curves at 750Hz | 1-second windows centered on each detected heartbeat peak | normalised, no further details
147 | Heart Horizontal Resilient Stand | Savitzky-Golay filter for low frequency noise, sixth-order Butterworth lowpass filter for high-frequency noise; removal of motion artifacts by averaging 5 consecutive data samples, common average referencing (CAR), data smoothing via interpolation with spline cubic curves at 750Hz | 1-second windows centered on each detected heartbeat peak | normalised, no further details
147 | Heart Dorsal-Ventral Resilient Stand | Savitzky-Golay filter for low frequency noise, sixth-order Butterworth lowpass filter for high-frequency noise; removal of motion artifacts by averaging 5 consecutive data samples, common average referencing (CAR), data smoothing via interpolation with spline cubic curves at 750Hz | 1-second windows centered on each detected heartbeat peak | normalised, no further details
147 | Sternum Vertical Resilient Stand | Savitzky-Golay filter for low frequency noise, sixth-order Butterworth lowpass filter for high-frequency noise; removal of motion artifacts by averaging 5 consecutive data samples, common average referencing (CAR), data smoothing via interpolation with spline cubic curves at 750Hz | 1-second windows centered on each detected heartbeat peak | normalised, no further details
147 | Sternum Horizontal Resilient Stand | Savitzky-Golay filter for low frequency noise, sixth-order Butterworth lowpass filter for high-frequency noise; removal of motion artifacts by averaging 5 consecutive data samples, common average referencing (CAR), data smoothing via interpolation with spline cubic curves at 750Hz | 1-second windows centered on each detected heartbeat peak | normalised, no further details
147 | Sternum Dorsal-Ventral Resilient Stand | Savitzky-Golay filter for low frequency noise, sixth-order Butterworth lowpass filter for high-frequency noise; removal of motion artifacts by averaging 5 consecutive data samples, common average referencing (CAR), data smoothing via interpolation with spline cubic curves at 750Hz | 1-second windows centered on each detected heartbeat peak | normalised, no further details
147 | Right Hand Vertical Walk | Savitzky-Golay filter for low frequency noise, sixth-order Butterworth lowpass filter for high-frequency noise, common average referencing (CAR), data smoothing via interpolation with spline cubic curves at 750Hz | 1-second windows centered on each detected heartbeat peak | normalised, no further details
147 | Right Hand Horizontal Walk | Savitzky-Golay filter for low frequency noise, sixth-order Butterworth lowpass filter for high-frequency noise, common average referencing (CAR), data smoothing via interpolation with spline cubic curves at 750Hz | 1-second windows centered on each detected heartbeat peak | normalised, no further details
147 | Right Hand Dorsal-Ventral Walk | Savitzky-Golay filter for low frequency noise, sixth-order Butterworth lowpass filter for high-frequency noise, common average referencing (CAR), data smoothing via interpolation with spline cubic curves at 750Hz | 1-second windows centered on each detected heartbeat peak | normalised, no further details
147 | Left Hand Vertical Walk | Savitzky-Golay filter for low frequency noise, sixth-order Butterworth lowpass filter for high-frequency noise, common average referencing (CAR), data smoothing via interpolation with spline cubic curves at 750Hz | 1-second windows centered on each detected heartbeat peak | normalised, no further details
147 | Left Hand Horizontal Walk | Savitzky-Golay filter for low frequency noise, sixth-order Butterworth lowpass filter for high-frequency noise, common average referencing (CAR), data smoothing via interpolation with spline cubic curves at 750Hz | 1-second windows centered on each detected heartbeat peak | normalised, no further details
147 | Left Hand Dorsal-Ventral Walk | Savitzky-Golay filter for low frequency noise, sixth-order Butterworth lowpass filter for high-frequency noise, common average referencing (CAR), data smoothing via interpolation with spline cubic curves at 750Hz | 1-second windows centered on each detected heartbeat peak | normalised, no further details
147 | Left Carotid Vertical Walk | Savitzky-Golay filter for low frequency noise, sixth-order Butterworth lowpass filter for high-frequency noise, common average referencing (CAR), data smoothing via interpolation with spline cubic curves at 750Hz | 1-second windows centered on each detected heartbeat peak | normalised, no further details
147 | Left Carotid Horizontal Walk | Savitzky-Golay filter for low frequency noise, sixth-order Butterworth lowpass filter for high-frequency noise, common average referencing (CAR), data smoothing via interpolation with spline cubic curves at 750Hz | 1-second windows centered on each detected heartbeat peak | normalised, no further details
147 | Left Carotid Dorsal-Ventral Walk | Savitzky-Golay filter for low frequency noise, sixth-order Butterworth lowpass filter for high-frequency noise, common average referencing (CAR), data smoothing via interpolation with spline cubic curves at 750Hz | 1-second windows centered on each detected heartbeat peak | normalised, no further details
147 | Heart Vertical Walk | Savitzky-Golay filter for low frequency noise, sixth-order Butterworth lowpass filter for high-frequency noise, common average referencing (CAR), data smoothing via interpolation with spline cubic curves at 750Hz | 1-second windows centered on each detected heartbeat peak | normalised, no further details
147 | Heart Horizontal Walk | Savitzky-Golay filter for low frequency noise, sixth-order Butterworth lowpass filter for high-frequency noise, common average referencing (CAR), data smoothing via interpolation with spline cubic curves at 750Hz | 1-second windows centered on each detected heartbeat peak | normalised, no further details
147 | Heart Dorsal-Ventral Walk | Savitzky-Golay filter for low frequency noise, sixth-order Butterworth lowpass filter for high-frequency noise, common average referencing (CAR), data smoothing via interpolation with spline cubic curves at 750Hz | 1-second windows centered on each detected heartbeat peak | normalised, no further details
147 | Sternum Vertical Walk | Savitzky-Golay filter for low frequency noise, sixth-order Butterworth lowpass filter for high-frequency noise, common average referencing (CAR), data smoothing via interpolation with spline cubic curves at 750Hz | 1-second windows centered on each detected heartbeat peak | normalised, no further details
147 | Sternum Horizontal Walk | Savitzky-Golay filter for low frequency noise, sixth-order Butterworth lowpass filter for high-frequency noise, common average referencing (CAR), data smoothing via interpolation with spline cubic curves at 750Hz | 1-second windows centered on each detected heartbeat peak | normalised, no further details
147 | Sternum Dorsal-Ventral Walk | Savitzky-Golay filter for low frequency noise, sixth-order Butterworth lowpass filter for high-frequency noise, common average referencing (CAR), data smoothing via interpolation with spline cubic curves at 750Hz | 1-second windows centered on each detected heartbeat peak | normalised, no further details
147 | Right Hand Vertical Resilient Walk | Savitzky-Golay filter for low frequency noise, sixth-order Butterworth lowpass filter for high-frequency noise; removal of motion artifacts by averaging 5 consecutive data samples, common average referencing (CAR), data smoothing via interpolation with spline cubic curves at 750Hz | 1-second windows centered on each detected heartbeat peak | normalised, no further details
147 | Right Hand Horizontal Resilient Walk | Savitzky-Golay filter for low frequency noise, sixth-order Butterworth lowpass filter for high-frequency noise; removal of motion artifacts by averaging 5 consecutive data samples, common average referencing (CAR), data smoothing via interpolation with spline cubic curves at 750Hz | 1-second windows centered on each detected heartbeat peak | normalised, no further details
147 | Right Hand Dorsal-Ventral Resilient Walk | Savitzky-Golay filter for low frequency noise, sixth-order Butterworth lowpass filter for high-frequency noise; removal of motion artifacts by averaging 5 consecutive data samples, common average referencing (CAR), data smoothing via interpolation with spline cubic curves at 750Hz | 1-second windows centered on each detected heartbeat peak | normalised, no further details
147 | Left Hand Vertical Resilient Walk | Savitzky-Golay filter for low frequency noise, sixth-order Butterworth lowpass filter for high-frequency noise; removal of motion artifacts by averaging 5 consecutive data samples, common average referencing (CAR), data smoothing via interpolation with spline cubic curves at 750Hz | 1-second windows centered on each detected heartbeat peak | normalised, no further details
147 | Left Hand Horizontal Resilient Walk | Savitzky-Golay filter for low frequency noise, sixth-order Butterworth lowpass filter for high-frequency noise; removal of motion artifacts by averaging 5 consecutive data samples, common average referencing (CAR), data smoothing via interpolation with spline cubic curves at 750Hz | 1-second windows centered on each detected heartbeat peak | normalised, no further details
147 | Left Hand Dorsal-Ventral Resilient Walk | Savitzky-Golay filter for low frequency noise, sixth-order Butterworth lowpass filter for high-frequency noise; removal of motion artifacts by averaging 5 consecutive data samples, common average referencing (CAR), data smoothing via interpolation with spline cubic curves at 750Hz | 1-second windows centered on each detected heartbeat peak | normalised, no further details
147 | Left Carotid Vertical Resilient Walk | Savitzky-Golay filter for low frequency noise, sixth-order Butterworth lowpass filter for high-frequency noise; removal of motion artifacts by averaging 5 consecutive data samples, common average referencing (CAR), data smoothing via interpolation with spline cubic curves at 750Hz | 1-second windows centered on each detected heartbeat peak | normalised, no further details
147 | Left Carotid Horizontal Resilient Walk | Savitzky-Golay filter for low frequency noise, sixth-order Butterworth lowpass filter for high-frequency noise; removal of motion artifacts by averaging 5 consecutive data samples, common average referencing (CAR), data smoothing via interpolation with spline cubic curves at 750Hz | 1-second windows centered on each detected heartbeat peak | normalised, no further details
147 | Left Carotid Dorsal-Ventral Resilient Walk | Savitzky-Golay filter for low frequency noise, sixth-order Butterworth lowpass filter for high-frequency noise; removal of motion artifacts by averaging 5 consecutive data samples, common average referencing (CAR), data smoothing via interpolation with spline cubic curves at 750Hz | 1-second windows centered on each detected heartbeat peak | normalised, no further details
147 | Heart Vertical Resilient Walk | Savitzky-Golay filter for low frequency noise, sixth-order Butterworth lowpass filter for high-frequency noise; removal of motion artifacts by averaging 5 consecutive data samples, common average referencing (CAR), data smoothing via interpolation with spline cubic curves at 750Hz | 1-second windows centered on each detected heartbeat peak | normalised, no further details
147 | Heart Horizontal Resilient Walk | Savitzky-Golay filter for low frequency noise, sixth-order Butterworth lowpass filter for high-frequency noise; removal of motion artifacts by averaging 5 consecutive data samples, common average referencing (CAR), data smoothing via interpolation with spline cubic curves at 750Hz | 1-second windows centered on each detected heartbeat peak | normalised, no further details
147 | Heart Dorsal-Ventral Resilient Walk | Savitzky-Golay filter for low frequency noise, sixth-order Butterworth lowpass filter for high-frequency noise; removal of motion artifacts by averaging 5 consecutive data samples, common average referencing (CAR), data smoothing via interpolation with spline cubic curves at 750Hz | 1-second windows centered on each detected heartbeat peak | normalised, no further details
147 | Sternum Vertical Resilient Walk | Savitzky-Golay filter for low frequency noise, sixth-order Butterworth lowpass filter for high-frequency noise; removal of motion artifacts by averaging 5 consecutive data samples, common average referencing (CAR), data smoothing via interpolation with spline cubic curves at 750Hz | 1-second windows centered on each detected heartbeat peak | normalised, no further details
147 | Sternum Horizontal Resilient Walk | Savitzky-Golay filter for low frequency noise, sixth-order Butterworth lowpass filter for high-frequency noise; removal of motion artifacts by averaging 5 consecutive data samples, common average referencing (CAR), data smoothing via interpolation with spline cubic curves at 750Hz | 1-second windows centered on each detected heartbeat peak | normalised, no further details
147 | Sternum Dorsal-Ventral Resilient Walk | Savitzky-Golay filter for low frequency noise, sixth-order Butterworth lowpass filter for high-frequency noise; removal of motion artifacts by averaging 5 consecutive data samples, common average referencing (CAR), data smoothing via interpolation with spline cubic curves at 750Hz | 1-second windows centered on each detected heartbeat peak | normalised, no further details
147 | Right Hand Vertical Post-Exercise | Savitzky-Golay filter for low frequency noise, sixth-order Butterworth lowpass filter for high-frequency noise, common average referencing (CAR), data smoothing via interpolation with spline cubic curves at 750Hz | 1-second windows centered on each detected heartbeat peak | normalised, no further details
147 | Right Hand Horizontal Post-Exercise | Savitzky-Golay filter for low frequency noise, sixth-order Butterworth lowpass filter for high-frequency noise, common average referencing (CAR), data smoothing via interpolation with spline cubic curves at 750Hz | 1-second windows centered on each detected heartbeat peak | normalised, no further details
147 | Right Hand Dorsal-Ventral Post-Exercise | Savitzky-Golay filter for low frequency noise, sixth-order Butterworth lowpass filter for high-frequency noise, common average referencing (CAR), data smoothing via interpolation with spline cubic curves at 750Hz | 1-second windows centered on each detected heartbeat peak | normalised, no further details
147 | Left Hand Vertical Post-Exercise | Savitzky-Golay filter for low frequency noise, sixth-order Butterworth lowpass filter for high-frequency noise, common average referencing (CAR), data smoothing via interpolation with spline cubic curves at 750Hz | 1-second windows centered on each detected heartbeat peak | normalised, no further details
147 | Left Hand Horizontal Post-Exercise | Savitzky-Golay filter for low frequency noise, sixth-order Butterworth lowpass filter for high-frequency noise, common average referencing (CAR), data smoothing via interpolation with spline cubic curves at 750Hz | 1-second windows centered on each detected heartbeat peak | normalised, no further details
147 | Left Hand Dorsal-Ventral Post-Exercise | Savitzky-Golay filter for low frequency noise, sixth-order Butterworth lowpass filter for high-frequency noise, common average referencing (CAR), data smoothing via interpolation with spline cubic curves at 750Hz | 1-second windows centered on each detected heartbeat peak | normalised, no further details
147 | Left Carotid Vertical Post-Exercise | Savitzky-Golay filter for low frequency noise, sixth-order Butterworth lowpass filter for high-frequency noise, common average referencing (CAR), data smoothing via interpolation with spline cubic curves at 750Hz | 1-second windows centered on each detected heartbeat peak | normalised, no further details
147 | Left Carotid Horizontal Post-Exercise | Savitzky-Golay filter for low frequency noise, sixth-order Butterworth lowpass filter for high-frequency noise, common average referencing (CAR), data smoothing via interpolation with spline cubic curves at 750Hz | 1-second windows centered on each detected heartbeat peak | normalised, no further details
147 | Left Carotid Dorsal-Ventral Post-Exercise | Savitzky-Golay filter for low frequency noise, sixth-order Butterworth lowpass filter for high-frequency noise, common average referencing (CAR), data smoothing via interpolation with spline cubic curves at 750Hz | 1-second windows centered on each detected heartbeat peak | normalised, no further details
147 | Heart Vertical Post-Exercise | Savitzky-Golay filter for low frequency noise, sixth-order Butterworth lowpass filter for high-frequency noise, common average referencing (CAR), data smoothing via interpolation with spline cubic curves at 750Hz | 1-second windows centered on each detected heartbeat peak | normalised, no further details
147 | Heart Horizontal Post-Exercise | Savitzky-Golay filter for low frequency noise, sixth-order Butterworth lowpass filter for high-frequency noise, common average referencing (CAR), data smoothing via interpolation with spline cubic curves at 750Hz | 1-second windows centered on each detected heartbeat peak | normalised, no further details
147 | Heart Dorsal-Ventral Post-Exercise | Savitzky-Golay filter for low frequency noise, sixth-order Butterworth lowpass filter for high-frequency noise, common average referencing (CAR), data smoothing via interpolation with spline cubic curves at 750Hz | 1-second windows centered on each detected heartbeat peak | normalised, no further details
147 | Sternum Vertical Post-Exercise | Savitzky-Golay filter for low frequency noise, sixth-order Butterworth lowpass filter for high-frequency noise, common average referencing (CAR), data smoothing via interpolation with spline cubic curves at 750Hz | 1-second windows centered on each detected heartbeat peak | normalised, no further details
147 | Sternum Horizontal Post-Exercise | Savitzky-Golay filter for low frequency noise, sixth-order Butterworth lowpass filter for high-frequency noise, common average referencing (CAR), data smoothing via interpolation with spline cubic curves at 750Hz | 1-second windows centered on each detected heartbeat peak | normalised, no further details
147 | Sternum Dorsal-Ventral Post-Exercise | Savitzky-Golay filter for low frequency noise, sixth-order Butterworth lowpass filter for high-frequency noise, common average referencing (CAR), data smoothing via interpolation with spline cubic curves at 750Hz | 1-second windows centered on each detected heartbeat peak | normalised, no further details
147 | Right Hand Vertical Resilient Post-Exercise | Savitzky-Golay filter for low frequency noise, sixth-order Butterworth lowpass filter for high-frequency noise; removal of motion artifacts by averaging 5 consecutive data samples, common average referencing (CAR), data smoothing via interpolation with spline cubic curves at 750Hz | 1-second windows centered on each detected heartbeat peak | normalised, no further details
147 | Right Hand Horizontal Resilient Post-Exercise | Savitzky-Golay filter for low frequency noise, sixth-order Butterworth lowpass filter for high-frequency noise; removal of motion artifacts by averaging 5 consecutive data samples, common average referencing (CAR), data smoothing via interpolation with spline cubic curves at 750Hz | 1-second windows centered on each detected heartbeat peak | normalised, no further details
147 | Right Hand Dorsal-Ventral Resilient Post-Exercise | Savitzky-Golay filter for low frequency noise, sixth-order Butterworth lowpass filter for high-frequency noise; removal of motion artifacts by averaging 5 consecutive data samples, common average referencing (CAR), data smoothing via interpolation with spline cubic curves at 750Hz | 1-second windows centered on each detected heartbeat peak | normalised, no further details
147 | Left Hand Vertical Resilient Post-Exercise | Savitzky-Golay filter for low frequency noise, sixth-order Butterworth lowpass filter for high-frequency noise; removal of motion artifacts by averaging 5 consecutive data samples, common average referencing (CAR), data smoothing via interpolation with spline cubic curves at 750Hz | 1-second windows centered on each detected heartbeat peak | normalised, no further details
147 | Left Hand Horizontal Resilient Post-Exercise | Savitzky-Golay filter for low frequency noise, sixth-order Butterworth lowpass filter for high-frequency noise; removal of motion artifacts by averaging 5 consecutive data samples, common average referencing (CAR), data smoothing via interpolation with spline cubic curves at 750Hz | 1-second windows centered on each detected heartbeat peak | normalised, no further details
147 | Left Hand Dorsal-Ventral Resilient Post-Exercise | Savitzky-Golay filter for low frequency noise, sixth-order Butterworth lowpass filter for high-frequency noise; removal of motion artifacts by averaging 5 consecutive data samples, common average referencing (CAR), data smoothing via interpolation with spline cubic curves at 750Hz | 1-second windows centered on each detected heartbeat peak | normalised, no further details
147 | Left Carotid Vertical Resilient Post-Exercise | Savitzky-Golay filter for low frequency noise, sixth-order Butterworth lowpass filter for high-frequency noise; removal of motion artifacts by averaging 5 consecutive data samples, common average referencing (CAR), data smoothing via interpolation with spline cubic curves at 750Hz | 1-second windows centered on each detected heartbeat peak | normalised, no further details
147 | Left Carotid Horizontal Resilient Post-Exercise | Savitzky-Golay filter for low frequency noise, sixth-order Butterworth lowpass filter for high-frequency noise; removal of motion artifacts by averaging 5 consecutive data samples, common average referencing (CAR), data smoothing via interpolation with spline cubic curves at 750Hz | 1-second windows centered on each detected heartbeat peak | normalised, no further details
147 | Left Carotid Dorsal-Ventral Resilient Post-Exercise | Savitzky-Golay filter for low frequency noise, sixth-order Butterworth lowpass filter for high-frequency noise; removal of motion artifacts by averaging 5 consecutive data samples, common average referencing (CAR), data smoothing via interpolation with spline cubic curves at 750Hz | 1-second windows centered on each detected heartbeat peak | normalised, no further details
147 | Heart Vertical Resilient Post-Exercise | Savitzky-Golay filter for low frequency noise, sixth-order Butterworth lowpass filter for high-frequency noise; removal of motion artifacts by averaging 5 consecutive data samples, common average referencing (CAR), data smoothing via interpolation with spline cubic curves at 750Hz | 1-second windows centered on each detected heartbeat peak | normalised, no further details
147 | Heart Horizontal Resilient Post-Exercise | Savitzky-Golay filter for low frequency noise, sixth-order Butterworth lowpass filter for high-frequency noise; removal of motion artifacts by averaging 5 consecutive data samples, common average referencing (CAR), data smoothing via interpolation with spline cubic curves at 750Hz | 1-second windows centered on each detected heartbeat peak | normalised, no further details
147 | Heart Dorsal-Ventral Resilient Post-Exercise | Savitzky-Golay filter for low frequency noise, sixth-order Butterworth lowpass filter for high-frequency noise; removal of motion artifacts by averaging 5 consecutive data samples, common average referencing (CAR), data smoothing via interpolation with spline cubic curves at 750Hz | 1-second windows centered on each detected heartbeat peak | normalised, no further details
147 | Sternum Vertical Resilient Post-Exercise | Savitzky-Golay filter for low frequency noise, sixth-order Butterworth lowpass filter for high-frequency noise; removal of motion artifacts by averaging 5 consecutive data samples, common average referencing (CAR), data smoothing via interpolation with spline cubic curves at 750Hz | 1-second windows centered on each detected heartbeat peak | normalised, no further details
147 | Sternum Horizontal Resilient Post-Exercise | Savitzky-Golay filter for low frequency noise, sixth-order Butterworth lowpass filter for high-frequency noise; removal of motion artifacts by averaging 5 consecutive data samples, common average referencing (CAR), data smoothing via interpolation with spline cubic curves at 750Hz | 1-second windows centered on each detected heartbeat peak | normalised, no further details
147 | Sternum Dorsal-Ventral Resilient Post-Exercise | Savitzky-Golay filter for low frequency noise, sixth-order Butterworth lowpass filter for high-frequency noise; removal of motion artifacts by averaging 5 consecutive data samples, common average referencing (CAR), data smoothing via interpolation with spline cubic curves at 750Hz | 1-second windows centered on each detected heartbeat peak | normalised, no further details
189 | NN-FF intraday | noise removal and reducing the dimensionality of the signal | 3 second intervals | normalised, no further details
189 | NN-FF 2 | noise removal and reducing the dimensionality of the signal | 3 second intervals | normalised, no further details
189 | NN-FF 3 | noise removal and reducing the dimensionality of the signal | 3 second intervals | normalised, no further details
189 | NN-FF best score | noise removal and reducing the dimensionality of the signal | 3 second intervals | normalised, no further details
205 | PPG | bandpass filter (0.67-45 Hz) | 2s windows | not described
205 | ECG | bandpass filter (0.67-45 Hz) | 2s windows | not described
253 |  | 2-order Butterworth band-pass filter (2-40 Hz). Removal of initial and final half second of trace, reducing the trace length to 9 seconds | segmentation into heartbeats, start and finish at R peak | not described
278 | S1 idle - S1 typing1 PPG | band-pass Butterworth filter (order 4, 1-8 Hz), outlier removal | fixed window of 500ms (−100ms to +400ms) around each systolic peak | z-normalization
278 | S1 idle - S1 touchpad PPG | band-pass Butterworth filter (order 4, 1-8 Hz), outlier removal | fixed window of 500ms (−100ms to +400ms) around each systolic peak | z-normalization
278 | S1 idle - S1 typing 2 PPG | band-pass Butterworth filter (order 4, 1-8 Hz), outlier removal | fixed window of 500ms (−100ms to +400ms) around each systolic peak | z-normalization
278 | S1 idle - S2 idle PPG | band-pass Butterworth filter (order 4, 1-8 Hz), outlier removal | fixed window of 500ms (−100ms to +400ms) around each systolic peak | z-normalization
278 | S1 idle - S1 typing1 ECG | median filters (200 and 600 ms windows), low-pass finite impulse response filter of order 300 with a flat-top window, for removing powerline interference noise and high frequency components EMG noise. Cutoff frequencies 20 and 40 Hz tested, outlier removal | R-peaks detection (modified Engelse-Zeelenberg algorithm, fixed window of 600 ms (−200 ms to +400 ms) around each R-peak | z-normalization
278 | S1 idle - S1 touchpad ECG | median filters (200 and 600 ms windows), low-pass finite impulse response filter of order 300 with a flat-top window, for removing powerline interference noise and high frequency components EMG noise. Cutoff frequencies 20 and 40 Hz tested, outlier removal | R-peaks detection (modified Engelse-Zeelenberg algorithm, fixed window of 600 ms (−200 ms to +400 ms) around each R-peak | z-normalization
278 | S1 idle - S1 typing 2 ECG | median filters (200 and 600 ms windows), low-pass finite impulse response filter of order 300 with a flat-top window, for removing powerline interference noise and high frequency components EMG noise. Cutoff frequencies 20 and 40 Hz tested, outlier removal | R-peaks detection (modified Engelse-Zeelenberg algorithm, fixed window of 600 ms (−200 ms to +400 ms) around each R-peak | z-normalization
278 | S1 idle - S2 idle ECG | median filters (200 and 600 ms windows), low-pass finite impulse response filter of order 300 with a flat-top window, for removing powerline interference noise and high frequency components EMG noise. Cutoff frequencies 20 and 40 Hz tested, outlier removal | R-peaks detection (modified Engelse-Zeelenberg algorithm, fixed window of 600 ms (−200 ms to +400 ms) around each R-peak | z-normalization
298 | static GBT | Noise Reduction using Filtering, Butterworth bandpass filter (0.5−6 Hz) order 2 | segmentation into sections 2s longer than complete cardiac cycle | no
298 | static 4 windows | Noise Reduction using Filtering, Butterworth bandpass filter (0.5−6 Hz) order 2 | segmentation into sections 2s longer than complete cardiac cycle | no
298 | static 6 windows | Noise Reduction using Filtering, Butterworth bandpass filter (0.5−6 Hz) order 2 | segmentation into sections 2s longer than complete cardiac cycle | no
298 | static 1min | Noise Reduction using Filtering, Butterworth bandpass filter (0.5−6 Hz) order 2 | segmentation into sections 2s longer than complete cardiac cycle | no
298 | static 5min | Noise Reduction using Filtering, Butterworth bandpass filter (0.5−6 Hz) order 2 | segmentation into sections 2s longer than complete cardiac cycle | no
298 | static SVM | Noise Reduction using Filtering, Butterworth bandpass filter (0.5−6 Hz) order 2 | segmentation into sections 2s longer than complete cardiac cycle | no
298 | static NN | Noise Reduction using Filtering, Butterworth bandpass filter (0.5−6 Hz) order 2 | segmentation into sections 2s longer than complete cardiac cycle | no
298 | static 25hz | Downsampling to 25 Hz, Noise Reduction using Filtering, Butterworth bandpass filter (0.5−6 Hz) order 2 | segmentation into sections 2s longer than complete cardiac cycle | no
298 | far-wrist MA removal | Noise Reduction using Filtering, Motion artefact detection, classification and filtering via special moving average filter, Butterworth bandpass filter (0.5−6 Hz) order 2 | segmentation into sections 2s longer than complete cardiac cycle | no
298 | far-wrist no MA removal | Noise Reduction using Filtering, classification and filtering via special moving average filter, Butterworth bandpass filter (0.5−6 Hz) order 2 | segmentation into sections 2s longer than complete cardiac cycle | no
298 | near-wrist MA removal | Noise Reduction using Filtering, Motion artefact detection, classification and filtering via special moving average filter, Butterworth bandpass filter (0.5−6 Hz) order 2 | segmentation into sections 2s longer than complete cardiac cycle | no
298 | near-wrist no MA removal | Noise Reduction using Filtering, classification and filtering via special moving average filter, Butterworth bandpass filter (0.5−6 Hz) order 2 | segmentation into sections 2s longer than complete cardiac cycle | no
298 | static 2h | Noise Reduction using Filtering, Motion artefact detection, classification and filtering via special moving average filter, Butterworth bandpass filter (0.5−6 Hz) order 2 | segmentation into sections 2s longer than complete cardiac cycle | no
298 | static 3h | Noise Reduction using Filtering, Motion artefact detection, classification and filtering via special moving average filter, Butterworth bandpass filter (0.5−6 Hz) order 2 | segmentation into sections 2s longer than complete cardiac cycle | no
298 | static adaptive 3h | Noise Reduction using Filtering, Motion artefact detection, classification and filtering via special moving average filter, Butterworth bandpass filter (0.5−6 Hz) order 2 | segmentation into sections 2s longer than complete cardiac cycle | no
298 | VMD+FastICA 12s | Noise Reduction using Filtering, Motion artefact detection, classification and filtering via special moving average filter, Butterworth bandpass filter (0.5−6 Hz) order 2, variational mode decomposition (VMD), Fast Independent component analysis (ICA) with 10 runs | segmentation into sections 2s longer than complete cardiac cycle | no
298 | CEEMDAN + FastICA 12s | Noise Reduction using Filtering, Motion artefact detection, classification and filtering via special moving average filter, Butterworth bandpass filter (0.5−6 Hz) order 2, complete ensemble EMD with adaptive noise (CEEMDAN), Fast Independent component analysis (ICA) with 10 runs | segmentation into sections 2s longer than complete cardiac cycle | no
298 | VMD+FastICA 24s | Noise Reduction using Filtering, Motion artefact detection, classification and filtering via special moving average filter, Butterworth bandpass filter (0.5−6 Hz) order 2, variational mode decomposition (VMD), Fast Independent component analysis (ICA) with 10 runs | segmentation into sections 2s longer than complete cardiac cycle | no
298 | CEEMDAN + FastICA 24s | Noise Reduction using Filtering, Motion artefact detection, classification and filtering via special moving average filter, Butterworth bandpass filter (0.5−6 Hz) order 2, complete ensemble EMD with adaptive noise (CEEMDAN), Fast Independent component analysis (ICA) with 10 runs | segmentation into sections 2s longer than complete cardiac cycle | no
305 | LR 30 EDA | SVM trained to remove artifacts in EDA (5% detection error) | dividing the data into 50% overlapping segments (30s feature window) | no
305 | MLP 30 EDA | SVM trained to remove artifacts in EDA (5% detection error) | dividing the data into 50% overlapping segments (30s feature window) | no
305 | RF 30 EDA | SVM trained to remove artifacts in EDA (5% detection error) | dividing the data into 50% overlapping segments (30s feature window) | no
305 | LR 60 EDA | SVM trained to remove artifacts in EDA (5% detection error) | dividing the data into 50% overlapping segments (60s feature window) | no
305 | MLP 60 EDA | SVM trained to remove artifacts in EDA (5% detection error) | dividing the data into 50% overlapping segments (60s feature window) | no
305 | RF 60 EDA | SVM trained to remove artifacts in EDA (5% detection error) | dividing the data into 50% overlapping segments (60s feature window) | no
305 | LR 120 EDA | SVM trained to remove artifacts in EDA (5% detection error) | dividing the data into 50% overlapping segments (120s feature window) | no
305 | MLP 120 EDA | SVM trained to remove artifacts in EDA (5% detection error) | dividing the data into 50% overlapping segments (120s feature window) | no
305 | RF 120 EDA | SVM trained to remove artifacts in EDA (5% detection error) | dividing the data into 50% overlapping segments (120s feature window) | no
305 | LR 30 HRV | Removal of points that deviate more than 20% from local average. Interpolation with cubic splines. | dividing the data into 50% overlapping segments (30s feature window) | no
305 | MLP 30 HRV | Removal of points that deviate more than 20% from local average. Interpolation with cubic splines. | dividing the data into 50% overlapping segments (30s feature window) | no
305 | RF 30 HRV | Removal of points that deviate more than 20% from local average. Interpolation with cubic splines. | dividing the data into 50% overlapping segments (30s feature window) | no
305 | LR 60 HRV | Removal of points that deviate more than 20% from local average. Interpolation with cubic splines. | dividing the data into 50% overlapping segments (60s feature window) | no
305 | MLP 60 HRV | Removal of points that deviate more than 20% from local average. Interpolation with cubic splines. | dividing the data into 50% overlapping segments (60s feature window) | no
305 | RF 60 HRV | Removal of points that deviate more than 20% from local average. Interpolation with cubic splines. | dividing the data into 50% overlapping segments (60s feature window) | no
305 | LR 120 HRV | Removal of points that deviate more than 20% from local average. Interpolation with cubic splines. | dividing the data into 50% overlapping segments (120s feature window) | no
305 | MLP 120 HRV | Removal of points that deviate more than 20% from local average. Interpolation with cubic splines. | dividing the data into 50% overlapping segments (120s feature window) | no
305 | RF 120 HRV | Removal of points that deviate more than 20% from local average. Interpolation with cubic splines. | dividing the data into 50% overlapping segments (120s feature window) | no
305 | LR 30 EDA-HRV | SVM trained to remove artifacts in EDA (5% detection error), HRV: Removal of points that deviate more than 20% from local average. Interpolation with cubic splines. | dividing the data into 50% overlapping segments (30s feature window) | no
305 | MLP 30 EDA-HRV | SVM trained to remove artifacts in EDA (5% detection error), HRV: Removal of points that deviate more than 20% from local average. Interpolation with cubic splines. | dividing the data into 50% overlapping segments (30s feature window) | no
305 | RF 30 EDA-HRV | SVM trained to remove artifacts in EDA (5% detection error), HRV: Removal of points that deviate more than 20% from local average. Interpolation with cubic splines. | dividing the data into 50% overlapping segments (30s feature window) | no
305 | LR 60 EDA-HRV | SVM trained to remove artifacts in EDA (5% detection error), HRV: Removal of points that deviate more than 20% from local average. Interpolation with cubic splines. | dividing the data into 50% overlapping segments (60s feature window) | no
305 | MLP 60 EDA-HRV | SVM trained to remove artifacts in EDA (5% detection error), HRV: Removal of points that deviate more than 20% from local average. Interpolation with cubic splines. | dividing the data into 50% overlapping segments (60s feature window) | no
305 | RF 60 EDA-HRV | SVM trained to remove artifacts in EDA (5% detection error), HRV: Removal of points that deviate more than 20% from local average. Interpolation with cubic splines. | dividing the data into 50% overlapping segments (60s feature window) | no
305 | LR 120 EDA-HRV | SVM trained to remove artifacts in EDA (5% detection error), HRV: Removal of points that deviate more than 20% from local average. Interpolation with cubic splines. | dividing the data into 50% overlapping segments (120s feature window) | no
305 | MLP 120 EDA-HRV | SVM trained to remove artifacts in EDA (5% detection error), HRV: Removal of points that deviate more than 20% from local average. Interpolation with cubic splines. | dividing the data into 50% overlapping segments (120s feature window) | no
305 | RF 120 EDA-HRV | SVM trained to remove artifacts in EDA (5% detection error), HRV: Removal of points that deviate more than 20% from local average. Interpolation with cubic splines. | dividing the data into 50% overlapping segments (120s feature window) | no
330 | Apple watch LR:ACC | FIR bandpass filter (5 Hz-25 Hz), signal marker identification (such as R Peaks and Q-Wave Onsets) | segmentation based on R peaks and Q-Wave onset into 1,374 cardiac cycles | no
330 | Apple watch LR:MFCC | FIR bandpass filter (5 Hz-25 Hz), signal marker identification (such as R Peaks and Q-Wave Onsets) | segmentation based on R peaks and Q-Wave onset into 1,374 cardiac cycles | no
330 | Apple watch LR:QRS | FIR bandpass filter (5 Hz-25 Hz), signal marker identification (such as R Peaks and Q-Wave Onsets) | segmentation based on R peaks and Q-Wave onset into 1,374 cardiac cycles | no
330 | Apple watch LDA:ACC | FIR bandpass filter (5 Hz-25 Hz), signal marker identification (such as R Peaks and Q-Wave Onsets) | segmentation based on R peaks and Q-Wave onset into 1,374 cardiac cycles | no
330 | Apple watch LDA:MFCC | FIR bandpass filter (5 Hz-25 Hz), signal marker identification (such as R Peaks and Q-Wave Onsets) | segmentation based on R peaks and Q-Wave onset into 1,374 cardiac cycles | no
330 | Apple watch LDA:QRS | FIR bandpass filter (5 Hz-25 Hz), signal marker identification (such as R Peaks and Q-Wave Onsets) | segmentation based on R peaks and Q-Wave onset into 1,374 cardiac cycles | no
330 | Apple watch SVM:ACC | FIR bandpass filter (5 Hz-25 Hz), signal marker identification (such as R Peaks and Q-Wave Onsets) | segmentation based on R peaks and Q-Wave onset into 1,374 cardiac cycles | no
330 | Apple watch SVM:MFCC | FIR bandpass filter (5 Hz-25 Hz), signal marker identification (such as R Peaks and Q-Wave Onsets) | segmentation based on R peaks and Q-Wave onset into 1,374 cardiac cycles | no
330 | Apple watch SVM:QRS | FIR bandpass filter (5 Hz-25 Hz), signal marker identification (such as R Peaks and Q-Wave Onsets) | segmentation based on R peaks and Q-Wave onset into 1,374 cardiac cycles | no
330 | Apple watch RBF-SVM:ACC | FIR bandpass filter (5 Hz-25 Hz), signal marker identification (such as R Peaks and Q-Wave Onsets) | segmentation based on R peaks and Q-Wave onset into 1,374 cardiac cycles | no
330 | Apple watch RBF-SVM:MFCC | FIR bandpass filter (5 Hz-25 Hz), signal marker identification (such as R Peaks and Q-Wave Onsets) | segmentation based on R peaks and Q-Wave onset into 1,374 cardiac cycles | no
330 | Apple watch RBF-SVM:QRS | FIR bandpass filter (5 Hz-25 Hz), signal marker identification (such as R Peaks and Q-Wave Onsets) | segmentation based on R peaks and Q-Wave onset into 1,374 cardiac cycles | no
330 | Apple watch KNN:ACC | FIR bandpass filter (5 Hz-25 Hz), signal marker identification (such as R Peaks and Q-Wave Onsets) | segmentation based on R peaks and Q-Wave onset into 1,374 cardiac cycles | no
330 | Apple watch KNN:MFCC | FIR bandpass filter (5 Hz-25 Hz), signal marker identification (such as R Peaks and Q-Wave Onsets) | segmentation based on R peaks and Q-Wave onset into 1,374 cardiac cycles | no
330 | Apple watch KNN:QRS | FIR bandpass filter (5 Hz-25 Hz), signal marker identification (such as R Peaks and Q-Wave Onsets) | segmentation based on R peaks and Q-Wave onset into 1,374 cardiac cycles | no
330 | Apple watch DT:ACC | FIR bandpass filter (5 Hz-25 Hz), signal marker identification (such as R Peaks and Q-Wave Onsets) | segmentation based on R peaks and Q-Wave onset into 1,374 cardiac cycles | no
330 | Apple watch DT:MFCC | FIR bandpass filter (5 Hz-25 Hz), signal marker identification (such as R Peaks and Q-Wave Onsets) | segmentation based on R peaks and Q-Wave onset into 1,374 cardiac cycles | no
330 | Apple watch DT:QRS | FIR bandpass filter (5 Hz-25 Hz), signal marker identification (such as R Peaks and Q-Wave Onsets) | segmentation based on R peaks and Q-Wave onset into 1,374 cardiac cycles | no
330 | Apple watch RF:ACC | FIR bandpass filter (5 Hz-25 Hz), signal marker identification (such as R Peaks and Q-Wave Onsets) | segmentation based on R peaks and Q-Wave onset into 1,374 cardiac cycles | no
330 | Apple watch RF:MFCC | FIR bandpass filter (5 Hz-25 Hz), signal marker identification (such as R Peaks and Q-Wave Onsets) | segmentation based on R peaks and Q-Wave onset into 1,374 cardiac cycles | no
330 | Apple watch RF:QRS | FIR bandpass filter (5 Hz-25 Hz), signal marker identification (such as R Peaks and Q-Wave Onsets) | segmentation based on R peaks and Q-Wave onset into 1,374 cardiac cycles | no
401 | S1 in-sample 30HB s80 | Remove PPG with large MA, 0.5-5hz bandpass filter, | waveform segmentation, padding waves to the same length (30 HB) | 0-1 normalization
401 | S1 out-of-sample 30HB s80 | Remove PPG with large MA, 0.5-5hz bandpass filter, | waveform segmentation, padding waves to the same length (30 HB | 0-1 normalization
401 | S1 out-of-sample 1HB | Remove PPG with large MA, 0.5-5hz bandpass filter, | waveform segmentation, padding waves to the same length (1 HB) | 0-1 normalization
401 | S1 out-of-sample 5HB | Remove PPG with large MA, 0.5-5hz bandpass filter, | waveform segmentation, padding waves to the same length (5 HB) | 0-1 normalization
401 | S1 out-of-sample 15HB | Remove PPG with large MA, 0.5-5hz bandpass filter, | waveform segmentation, padding waves to the same length (15 HB) | 0-1 normalization
401 | S1 in-sample 1HB | Remove PPG with large MA, 0.5-5hz bandpass filter, | waveform segmentation, padding waves to the same length (1 HB) | 0-1 normalization
401 | S1 out-of-sample 30HB s20 | Remove PPG with large MA, 0.5-5hz bandpass filter, | waveform segmentation, padding waves to the same length (30 HB) | 0-1 normalization
401 | S1 out-of-sample 30HB s40 | Remove PPG with large MA, 0.5-5hz bandpass filter, | waveform segmentation, padding waves to the same length (30 HB) | 0-1 normalization
401 | S1 out-of-sample 30HB s60 | Remove PPG with large MA, 0.5-5hz bandpass filter, | waveform segmentation, padding waves to the same length (30 HB) | 0-1 normalization
401 | S1 in-sample 30HB s20 | Remove PPG with large MA, 0.5-5hz bandpass filter, | waveform segmentation, padding waves to the same length (30 HB) | 0-1 normalization
401 | S1 in-sample s80 30HB low-HR | Remove PPG with large MA, 0.5-5hz bandpass filter, | waveform segmentation, padding waves to the same length (30 HB) | 0-1 normalization
401 | S1 in-sample s80 30HB mid-HR | Remove PPG with large MA, 0.5-5hz bandpass filter, | waveform segmentation, padding waves to the same length (30 HB) | 0-1 normalization
401 | S1 in-sample s80 30HB high-HR | Remove PPG with large MA, 0.5-5hz bandpass filter, | waveform segmentation, padding waves to the same length (30 HB) | 0-1 normalization
401 | S1 out-of-sample s80 30HB low-HR | Remove PPG with large MA, 0.5-5hz bandpass filter, | waveform segmentation, padding waves to the same length (30 HB) | 0-1 normalization
401 | S1 out-of-sample s80 30HB mid-HR | Remove PPG with large MA, 0.5-5hz bandpass filter, | waveform segmentation, padding waves to the same length (30 HB) | 0-1 normalization
401 | S1 out-of-sample s80 30HB high-HR | Remove PPG with large MA, 0.5-5hz bandpass filter, | waveform segmentation, padding waves to the same length (30 HB) | 0-1 normalization
401 | S2 in-sample s80 30HB low-low | Remove PPG with large MA, 0.5-5hz bandpass filter, | waveform segmentation, padding waves to the same length (30 HB) | 0-1 normalization
401 | S2 in-sample s80 30HB low-mid | Remove PPG with large MA, 0.5-5hz bandpass filter, | waveform segmentation, padding waves to the same length (30 HB) | 0-1 normalization
401 | S2 in-sample s80 30HB low-high | Remove PPG with large MA, 0.5-5hz bandpass filter, | waveform segmentation, padding waves to the same length (30 HB) | 0-1 normalization
401 | S2 in-sample s80 30HB mid-low | Remove PPG with large MA, 0.5-5hz bandpass filter, | waveform segmentation, padding waves to the same length (30 HB) | 0-1 normalization
401 | S2 in-sample s80 30HB mid-mid | Remove PPG with large MA, 0.5-5hz bandpass filter, | waveform segmentation, padding waves to the same length (30 HB) | 0-1 normalization
401 | S2 in-sample s80 30HB mid-high | Remove PPG with large MA, 0.5-5hz bandpass filter, | waveform segmentation, padding waves to the same length (30 HB) | 0-1 normalization
401 | S2 in-sample s80 30HB high-low | Remove PPG with large MA, 0.5-5hz bandpass filter, | waveform segmentation, padding waves to the same length (30 HB) | 0-1 normalization
401 | S2 in-sample s80 30HB high-mid | Remove PPG with large MA, 0.5-5hz bandpass filter, | waveform segmentation, padding waves to the same length (30 HB) | 0-1 normalization
401 | S2 in-sample s80 30HB high-high | Remove PPG with large MA, 0.5-5hz bandpass filter, | waveform segmentation, padding waves to the same length (30 HB) | 0-1 normalization
401 | S2 out-of-sample s80 30HB low-low | Remove PPG with large MA, 0.5-5hz bandpass filter, | waveform segmentation, padding waves to the same length (30 HB) | 0-1 normalization
401 | S2 out-of-sample s80 30HB low-mid | Remove PPG with large MA, 0.5-5hz bandpass filter, | waveform segmentation, padding waves to the same length (30 HB) | 0-1 normalization
401 | S2 out-of-sample s80 30HB low-high | Remove PPG with large MA, 0.5-5hz bandpass filter, | waveform segmentation, padding waves to the same length (30 HB) | 0-1 normalization
401 | S2 out-of-sample s80 30HB mid-low | Remove PPG with large MA, 0.5-5hz bandpass filter, | waveform segmentation, padding waves to the same length (30 HB) | 0-1 normalization
401 | S2 out-of-sample s80 30HB mid-mid | Remove PPG with large MA, 0.5-5hz bandpass filter, | waveform segmentation, padding waves to the same length (30 HB) | 0-1 normalization
401 | S2 out-of-sample s80 30HB mid-high | Remove PPG with large MA, 0.5-5hz bandpass filter, | waveform segmentation, padding waves to the same length (30 HB) | 0-1 normalization
401 | S2 out-of-sample s80 30HB high-low | Remove PPG with large MA, 0.5-5hz bandpass filter, | waveform segmentation, padding waves to the same length (30 HB) | 0-1 normalization
401 | S2 out-of-sample s80 30HB high-mid | Remove PPG with large MA, 0.5-5hz bandpass filter, | waveform segmentation, padding waves to the same length (30 HB) | 0-1 normalization
401 | S2 out-of-sample s80 30HB high-high | Remove PPG with large MA, 0.5-5hz bandpass filter, | waveform segmentation, padding waves to the same length (30 HB) | 0-1 normalization
61 | L1HR binary SVM | "cleaned" | 10-sample windows with 50% overlap sliding window. | not reported
61 | L3aHR+Resp binary SVM | "cleaned", auditory clips augmented 102 ways | PPG: 10-sample windows with 50% overlap sliding window. Respiratory: 6 samples augmented 102 ways each | not reported
61 | L1HR unary SVM | "cleaned" | 10-sample windows with 50% overlap sliding window. | not reported
61 | L3aHR+Resp unary SVM | "cleaned", auditory clips augmented 102 ways | PPG: 10-sample windows with 50% overlap sliding window. Respiratory: 6 samples augmented 102 ways each | not reported
495 | S1 | lowpass Butterworth Filter (30Hz); Fast Fourier Transform (FFT), inverse FFT returns the ECG signal to its original state in the time domain | 20 points segmented around R-peaks | normalised, no further details
495 | S2 | lowpass Butterworth Filter (30Hz); Fast Fourier Transform (FFT), inverse FFT returns the ECG signal to its original state in the time domain | 20 points segmented around R-peaks | normalised, no further details
495 | S3 | lowpass Butterworth Filter (30Hz); Fast Fourier Transform (FFT), inverse FFT returns the ECG signal to its original state in the time domain | 20 points segmented around R-peaks | normalised, no further details
495 | S4 | lowpass Butterworth Filter (30Hz); Fast Fourier Transform (FFT), inverse FFT returns the ECG signal to its original state in the time domain | 20 points segmented around R-peaks | normalised, no further details
495 | S5 | lowpass Butterworth Filter (30Hz); Fast Fourier Transform (FFT), inverse FFT returns the ECG signal to its original state in the time domain | 20 points segmented around R-peaks | normalised, no further details
475 | LSTM / PM 1 subject | bandpass filtered | fixed length with 22 sample points from the R peak in both time directions | not specified
475 | LSTM / PM 2 subject | bandpass filtered | fixed length with 22 sample points from the R peak in both time directions | not specified
475 | LSTM / PM 3 subject | bandpass filtered | fixed length with 22 sample points from the R peak in both time directions | not specified
475 | LSTM / PM 4 subject | bandpass filtered | fixed length with 22 sample points from the R peak in both time directions | not specified
475 | LSTM / PM 5 subject | bandpass filtered | fixed length with 22 sample points from the R peak in both time directions | not specified
475 | AE / PM 1 subject | bandpass filtered | fixed length with 22 sample points from the R peak in both time directions | not specified
475 | AE / PM 2 subject | bandpass filtered | fixed length with 22 sample points from the R peak in both time directions | not specified
475 | AE / PM 3 subject | bandpass filtered | fixed length with 22 sample points from the R peak in both time directions | not specified
475 | AE / PM 4 subject | bandpass filtered | fixed length with 22 sample points from the R peak in both time directions | not specified
475 | AE / PM 5 subject | bandpass filtered | fixed length with 22 sample points from the R peak in both time directions | not specified
460 | 460.0.1 | fourth-order Butterworth bandpass filter (1-4 Hz); baseline correction, and dynamic thresholding (to distinguish QRS complexes from muscular activity noise) | fixed-length slicing and heartbeat-based segmentation relying on QRS detection | not specified
459 | level 1 | Downsampling to 8 Hz, wavelet transform decomposition | Discreet wavelet transform decomposition splits the input signal into approximation of coefficients and detail coefficients; Each n level is further decomposed into a high and low frequency signal component using a filter bank | not specified
459 | level 2 | Downsampling to 8 Hz, wavelet transform decomposition | Discreet wavelet transform decomposition splits the input signal into approximation of coefficients and detail coefficients; Each n level is further decomposed into a high and low frequency signal component using a filter bank | not specified
459 | level 3 | Downsampling to 8 Hz, wavelet transform decomposition | Discreet wavelet transform decomposition splits the input signal into approximation of coefficients and detail coefficients; Each n level is further decomposed into a high and low frequency signal component using a filter bank | not specified
459 | level 4 | Downsampling to 8 Hz, wavelet transform decomposition | Discreet wavelet transform decomposition splits the input signal into approximation of coefficients and detail coefficients; Each n level is further decomposed into a high and low frequency signal component using a filter bank | not specified
459 | level fusion | Downsampling to 8 Hz, wavelet transform decomposition
455 | time | Wiener filter designed for muscle noise reduction | Wavelet-based fiducial point detection; R-peak aligned | ECGs aligned to R-peak; average heartbeat computed; Likely includes amplitude scaling (zero-mean, unit variance)
455 | wavelet | Drift and powerline removal; FIR bandpass filter (1–40 Hz) | R-peak detection, fixed-length (301-sample) heartbeat windows; Beats aligned to R-peaks, then averaged to form one cycle | Amplitude scaled to [−1, 1]
455 | DL | Indirectly handled via Pan-Tompkins QRS detection (no separate filter) | R-peak-centered window: 100 samples before, 200 after → total 300 samples | Min–max normalization per beat → scale to [0, 1] for CNN input
447 | ResNet50 1s Sc2 | Downsampled to 200 Hz; trimmed moving average filter; a third order Butterworth band-pass filter (0.5 Hz-45 Hz); a mean filter | data were divided into 2-s time windows with a 1-s stride between each window | z-score normalisation
447 | ResNet50 1s Sc4 | Downsampled to 200 Hz; trimmed moving average filter; a third order Butterworth band-pass filter (0.5 Hz-45 Hz); a mean filter | data were divided into 4-s time windows with a 1-s stride between each window | z-score normalisation
447 | ResNet50 1s Sc10 | Downsampled to 200 Hz; trimmed moving average filter; a third order Butterworth band-pass filter (0.5 Hz-45 Hz); a mean filter | data were divided into 10-s time windows with a 1-s stride between each window | z-score normalisation
447 | ResNet50 1s Sp2 | Downsampled to 200 Hz; trimmed moving average filter; a third order Butterworth band-pass filter (0.5 Hz-45 Hz); a mean filter | data were divided into 2-s time windows with a 1-s stride between each window | z-score normalisation
447 | ResNet50 1s Sp4 | Downsampled to 200 Hz; trimmed moving average filter; a third order Butterworth band-pass filter (0.5 Hz-45 Hz); a mean filter | data were divided into 4-s time windows with a 1-s stride between each window | z-score normalisation
447 | ResNet50 1s Sp10 | Downsampled to 200 Hz; trimmed moving average filter; a third order Butterworth band-pass filter (0.5 Hz-45 Hz); a mean filter | data were divided into 10-s time windows with a 1-s stride between each window | z-score normalisation
447 | ResNet50 1s Mel2 | Downsampled to 200 Hz; trimmed moving average filter; a third order Butterworth band-pass filter (0.5 Hz-45 Hz); a mean filter | data were divided into 2-s time windows with a 1-s stride between each window | z-score normalisation
447 | ResNet50 1s Mel4 | Downsampled to 200 Hz; trimmed moving average filter; a third order Butterworth band-pass filter (0.5 Hz-45 Hz); a mean filter | data were divided into 4-s time windows with a 1-s stride between each window | z-score normalisation
447 | ResNet50 1s Mel10 | Downsampled to 200 Hz; trimmed moving average filter; a third order Butterworth band-pass filter (0.5 Hz-45 Hz); a mean filter | data were divided into 10-s time windows with a 1-s stride between each window | z-score normalisation
447 | ResNet50 3s Sc2 | Downsampled to 200 Hz; trimmed moving average filter; a third order Butterworth band-pass filter (0.5 Hz-45 Hz); a mean filter | data were divided into 2-s time windows with a 1-s stride between each window | z-score normalisation
447 | ResNet50 3s Sc4 | Downsampled to 200 Hz; trimmed moving average filter; a third order Butterworth band-pass filter (0.5 Hz-45 Hz); a mean filter | data were divided into 4-s time windows with a 1-s stride between each window | z-score normalisation
447 | ResNet50 3s Sc10 | Downsampled to 200 Hz; trimmed moving average filter; a third order Butterworth band-pass filter (0.5 Hz-45 Hz); a mean filter | data were divided into 10-s time windows with a 1-s stride between each window | z-score normalisation
447 | ResNet50 3s Sp2 | Downsampled to 200 Hz; trimmed moving average filter; a third order Butterworth band-pass filter (0.5 Hz-45 Hz); a mean filter | data were divided into 2-s time windows with a 1-s stride between each window | z-score normalisation
447 | ResNet50 3s Sp4 | Downsampled to 200 Hz; trimmed moving average filter; a third order Butterworth band-pass filter (0.5 Hz-45 Hz); a mean filter | data were divided into 4-s time windows with a 1-s stride between each window | z-score normalisation
447 | ResNet50 3s Sp10 | Downsampled to 200 Hz; trimmed moving average filter; a third order Butterworth band-pass filter (0.5 Hz-45 Hz); a mean filter | data were divided into 10-s time windows with a 1-s stride between each window | z-score normalisation
447 | ResNet50 3s Mel2 | Downsampled to 200 Hz; trimmed moving average filter; a third order Butterworth band-pass filter (0.5 Hz-45 Hz); a mean filter | data were divided into 2-s time windows with a 1-s stride between each window | z-score normalisation
447 | ResNet50 3s Mel4 | Downsampled to 200 Hz; trimmed moving average filter; a third order Butterworth band-pass filter (0.5 Hz-45 Hz); a mean filter | data were divided into 4-s time windows with a 1-s stride between each window | z-score normalisation
447 | ResNet50 3s Mel10 | Downsampled to 200 Hz; trimmed moving average filter; a third order Butterworth band-pass filter (0.5 Hz-45 Hz); a mean filter | data were divided into 10-s time windows with a 1-s stride between each window | z-score normalisation
447 | ResNet50 5s Sc2 | Downsampled to 200 Hz; trimmed moving average filter; a third order Butterworth band-pass filter (0.5 Hz-45 Hz); a mean filter | data were divided into 2-s time windows with a 1-s stride between each window | z-score normalisation
447 | ResNet50 5s Sc4 | Downsampled to 200 Hz; trimmed moving average filter; a third order Butterworth band-pass filter (0.5 Hz-45 Hz); a mean filter | data were divided into 4-s time windows with a 1-s stride between each window | z-score normalisation
447 | ResNet50 5s Sc10 | Downsampled to 200 Hz; trimmed moving average filter; a third order Butterworth band-pass filter (0.5 Hz-45 Hz); a mean filter | data were divided into 10-s time windows with a 1-s stride between each window | z-score normalisation
447 | ResNet50 5s Sp2 | Downsampled to 200 Hz; trimmed moving average filter; a third order Butterworth band-pass filter (0.5 Hz-45 Hz); a mean filter | data were divided into 2-s time windows with a 1-s stride between each window | z-score normalisation
447 | ResNet50 5s Sp4 | Downsampled to 200 Hz; trimmed moving average filter; a third order Butterworth band-pass filter (0.5 Hz-45 Hz); a mean filter | data were divided into 4-s time windows with a 1-s stride between each window | z-score normalisation
447 | ResNet50 5s Sp10 | Downsampled to 200 Hz; trimmed moving average filter; a third order Butterworth band-pass filter (0.5 Hz-45 Hz); a mean filter | data were divided into 10-s time windows with a 1-s stride between each window | z-score normalisation
447 | ResNet50 5s Mel2 | Downsampled to 200 Hz; trimmed moving average filter; a third order Butterworth band-pass filter (0.5 Hz-45 Hz); a mean filter | data were divided into 2-s time windows with a 1-s stride between each window | z-score normalisation
447 | ResNet50 5s Mel4 | Downsampled to 200 Hz; trimmed moving average filter; a third order Butterworth band-pass filter (0.5 Hz-45 Hz); a mean filter | data were divided into 4-s time windows with a 1-s stride between each window | z-score normalisation
447 | ResNet50 5s Mel10 | Downsampled to 200 Hz; trimmed moving average filter; a third order Butterworth band-pass filter (0.5 Hz-45 Hz); a mean filter | data were divided into 10-s time windows with a 1-s stride between each window | z-score normalisation
447 | DensNet201 1s Sc2 | Downsampled to 200 Hz; trimmed moving average filter; a third order Butterworth band-pass filter (0.5 Hz-45 Hz); a mean filter | data were divided into 2-s time windows with a 1-s stride between each window | z-score normalisation
447 | DensNet201 1s Sc4 | Downsampled to 200 Hz; trimmed moving average filter; a third order Butterworth band-pass filter (0.5 Hz-45 Hz); a mean filter | data were divided into 4-s time windows with a 1-s stride between each window | z-score normalisation
447 | DensNet201 1s Sc10 | Downsampled to 200 Hz; trimmed moving average filter; a third order Butterworth band-pass filter (0.5 Hz-45 Hz); a mean filter | data were divided into 10-s time windows with a 1-s stride between each window | z-score normalisation
447 | DensNet201 1s Sp2 | Downsampled to 200 Hz; trimmed moving average filter; a third order Butterworth band-pass filter (0.5 Hz-45 Hz); a mean filter | data were divided into 2-s time windows with a 1-s stride between each window | z-score normalisation
447 | DensNet201 1s Sp4 | Downsampled to 200 Hz; trimmed moving average filter; a third order Butterworth band-pass filter (0.5 Hz-45 Hz); a mean filter | data were divided into 4-s time windows with a 1-s stride between each window | z-score normalisation
447 | DensNet201 1s Sp10 | Downsampled to 200 Hz; trimmed moving average filter; a third order Butterworth band-pass filter (0.5 Hz-45 Hz); a mean filter | data were divided into 10-s time windows with a 1-s stride between each window | z-score normalisation
447 | DensNet201 1s Mel2 | Downsampled to 200 Hz; trimmed moving average filter; a third order Butterworth band-pass filter (0.5 Hz-45 Hz); a mean filter | data were divided into 2-s time windows with a 1-s stride between each window | z-score normalisation
447 | DensNet201 1s Mel4 | Downsampled to 200 Hz; trimmed moving average filter; a third order Butterworth band-pass filter (0.5 Hz-45 Hz); a mean filter | data were divided into 4-s time windows with a 1-s stride between each window | z-score normalisation
447 | DensNet201 1s Mel10 | Downsampled to 200 Hz; trimmed moving average filter; a third order Butterworth band-pass filter (0.5 Hz-45 Hz); a mean filter | data were divided into 10-s time windows with a 1-s stride between each window | z-score normalisation
447 | DensNet201 3s Sc2 | Downsampled to 200 Hz; trimmed moving average filter; a third order Butterworth band-pass filter (0.5 Hz-45 Hz); a mean filter | data were divided into 2-s time windows with a 1-s stride between each window | z-score normalisation
447 | DensNet201 3s Sc4 | Downsampled to 200 Hz; trimmed moving average filter; a third order Butterworth band-pass filter (0.5 Hz-45 Hz); a mean filter | data were divided into 4-s time windows with a 1-s stride between each window | z-score normalisation
447 | DensNet201 3s Sc10 | Downsampled to 200 Hz; trimmed moving average filter; a third order Butterworth band-pass filter (0.5 Hz-45 Hz); a mean filter | data were divided into 10-s time windows with a 1-s stride between each window | z-score normalisation
447 | DensNet201 3s Sp2 | Downsampled to 200 Hz; trimmed moving average filter; a third order Butterworth band-pass filter (0.5 Hz-45 Hz); a mean filter | data were divided into 2-s time windows with a 1-s stride between each window | z-score normalisation
447 | DensNet201 3s Sp4 | Downsampled to 200 Hz; trimmed moving average filter; a third order Butterworth band-pass filter (0.5 Hz-45 Hz); a mean filter | data were divided into 4-s time windows with a 1-s stride between each window | z-score normalisation
447 | DensNet201 3s Sp10 | Downsampled to 200 Hz; trimmed moving average filter; a third order Butterworth band-pass filter (0.5 Hz-45 Hz); a mean filter | data were divided into 10-s time windows with a 1-s stride between each window | z-score normalisation
447 | DensNet201 3s Mel2 | Downsampled to 200 Hz; trimmed moving average filter; a third order Butterworth band-pass filter (0.5 Hz-45 Hz); a mean filter | data were divided into 2-s time windows with a 1-s stride between each window | z-score normalisation
447 | DensNet201 3s Mel4 | Downsampled to 200 Hz; trimmed moving average filter; a third order Butterworth band-pass filter (0.5 Hz-45 Hz); a mean filter | data were divided into 4-s time windows with a 1-s stride between each window | z-score normalisation
447 | DensNet201 3s Mel10 | Downsampled to 200 Hz; trimmed moving average filter; a third order Butterworth band-pass filter (0.5 Hz-45 Hz); a mean filter | data were divided into 10-s time windows with a 1-s stride between each window | z-score normalisation
447 | DensNet201 5s Sc2 | Downsampled to 200 Hz; trimmed moving average filter; a third order Butterworth band-pass filter (0.5 Hz-45 Hz); a mean filter | data were divided into 2-s time windows with a 1-s stride between each window | z-score normalisation
447 | DensNet201 5s Sc4 | Downsampled to 200 Hz; trimmed moving average filter; a third order Butterworth band-pass filter (0.5 Hz-45 Hz); a mean filter | data were divided into 4-s time windows with a 1-s stride between each window | z-score normalisation
447 | DensNet201 5s Sc10 | Downsampled to 200 Hz; trimmed moving average filter; a third order Butterworth band-pass filter (0.5 Hz-45 Hz); a mean filter | data were divided into 10-s time windows with a 1-s stride between each window | z-score normalisation
447 | DensNet201 5s Sp2 | Downsampled to 200 Hz; trimmed moving average filter; a third order Butterworth band-pass filter (0.5 Hz-45 Hz); a mean filter | data were divided into 2-s time windows with a 1-s stride between each window | z-score normalisation
447 | DensNet201 5s Sp4 | Downsampled to 200 Hz; trimmed moving average filter; a third order Butterworth band-pass filter (0.5 Hz-45 Hz); a mean filter | data were divided into 4-s time windows with a 1-s stride between each window | z-score normalisation
447 | DensNet201 5s Sp10 | Downsampled to 200 Hz; trimmed moving average filter; a third order Butterworth band-pass filter (0.5 Hz-45 Hz); a mean filter | data were divided into 10-s time windows with a 1-s stride between each window | z-score normalisation
447 | DensNet201 5s Mel2 | Downsampled to 200 Hz; trimmed moving average filter; a third order Butterworth band-pass filter (0.5 Hz-45 Hz); a mean filter | data were divided into 2-s time windows with a 1-s stride between each window | z-score normalisation
447 | DensNet201 5s Mel4 | Downsampled to 200 Hz; trimmed moving average filter; a third order Butterworth band-pass filter (0.5 Hz-45 Hz); a mean filter | data were divided into 4-s time windows with a 1-s stride between each window | z-score normalisation
447 | DensNet201 5s Mel10 | Downsampled to 200 Hz; trimmed moving average filter; a third order Butterworth band-pass filter (0.5 Hz-45 Hz); a mean filter | data were divided into 10-s time windows with a 1-s stride between each window | z-score normalisation
447 | ResNet50 1s Sc2 Resting | Downsampled to 200 Hz; trimmed moving average filter; a third order Butterworth band-pass filter (0.5 Hz-45 Hz); a mean filter | data were divided into 2-s time windows with a 1-s stride between each window | z-score normalisation
447 | ResNet50 1s Sc4 Resting | Downsampled to 200 Hz; trimmed moving average filter; a third order Butterworth band-pass filter (0.5 Hz-45 Hz); a mean filter | data were divided into 4-s time windows with a 1-s stride between each window | z-score normalisation
447 | ResNet50 1s Sc10 Resting | Downsampled to 200 Hz; trimmed moving average filter; a third order Butterworth band-pass filter (0.5 Hz-45 Hz); a mean filter | data were divided into 10-s time windows with a 1-s stride between each window | z-score normalisation
447 | ResNet50 1s Sp2 Resting | Downsampled to 200 Hz; trimmed moving average filter; a third order Butterworth band-pass filter (0.5 Hz-45 Hz); a mean filter | data were divided into 2-s time windows with a 1-s stride between each window | z-score normalisation
447 | ResNet50 1s Sp4 Resting | Downsampled to 200 Hz; trimmed moving average filter; a third order Butterworth band-pass filter (0.5 Hz-45 Hz); a mean filter | data were divided into 4-s time windows with a 1-s stride between each window | z-score normalisation
447 | ResNet50 1s Sp10 Resting | Downsampled to 200 Hz; trimmed moving average filter; a third order Butterworth band-pass filter (0.5 Hz-45 Hz); a mean filter | data were divided into 10-s time windows with a 1-s stride between each window | z-score normalisation
447 | ResNet50 1s Mel2 Resting | Downsampled to 200 Hz; trimmed moving average filter; a third order Butterworth band-pass filter (0.5 Hz-45 Hz); a mean filter | data were divided into 2-s time windows with a 1-s stride between each window | z-score normalisation
447 | ResNet50 1s Mel4 Resting | Downsampled to 200 Hz; trimmed moving average filter; a third order Butterworth band-pass filter (0.5 Hz-45 Hz); a mean filter | data were divided into 4-s time windows with a 1-s stride between each window | z-score normalisation
447 | ResNet50 1s Mel10 Resting | Downsampled to 200 Hz; trimmed moving average filter; a third order Butterworth band-pass filter (0.5 Hz-45 Hz); a mean filter | data were divided into 10-s time windows with a 1-s stride between each window | z-score normalisation
447 | ResNet50 3s Sc2 Resting | Downsampled to 200 Hz; trimmed moving average filter; a third order Butterworth band-pass filter (0.5 Hz-45 Hz); a mean filter | data were divided into 2-s time windows with a 1-s stride between each window | z-score normalisation
447 | ResNet50 3s Sc4 Resting | Downsampled to 200 Hz; trimmed moving average filter; a third order Butterworth band-pass filter (0.5 Hz-45 Hz); a mean filter | data were divided into 4-s time windows with a 1-s stride between each window | z-score normalisation
447 | ResNet50 3s Sc10 Resting | Downsampled to 200 Hz; trimmed moving average filter; a third order Butterworth band-pass filter (0.5 Hz-45 Hz); a mean filter | data were divided into 10-s time windows with a 1-s stride between each window | z-score normalisation
447 | ResNet50 3s Sp2 Resting | Downsampled to 200 Hz; trimmed moving average filter; a third order Butterworth band-pass filter (0.5 Hz-45 Hz); a mean filter | data were divided into 2-s time windows with a 1-s stride between each window | z-score normalisation
447 | ResNet50 3s Sp4 Resting | Downsampled to 200 Hz; trimmed moving average filter; a third order Butterworth band-pass filter (0.5 Hz-45 Hz); a mean filter | data were divided into 4-s time windows with a 1-s stride between each window | z-score normalisation
447 | ResNet50 3s Sp10 Resting | Downsampled to 200 Hz; trimmed moving average filter; a third order Butterworth band-pass filter (0.5 Hz-45 Hz); a mean filter | data were divided into 10-s time windows with a 1-s stride between each window | z-score normalisation
447 | ResNet50 3s Mel2 Resting | Downsampled to 200 Hz; trimmed moving average filter; a third order Butterworth band-pass filter (0.5 Hz-45 Hz); a mean filter | data were divided into 2-s time windows with a 1-s stride between each window | z-score normalisation
447 | ResNet50 3s Mel4 Resting | Downsampled to 200 Hz; trimmed moving average filter; a third order Butterworth band-pass filter (0.5 Hz-45 Hz); a mean filter | data were divided into 4-s time windows with a 1-s stride between each window | z-score normalisation
447 | ResNet50 3s Mel10 Resting | Downsampled to 200 Hz; trimmed moving average filter; a third order Butterworth band-pass filter (0.5 Hz-45 Hz); a mean filter | data were divided into 10-s time windows with a 1-s stride between each window | z-score normalisation
447 | ResNet50 5s Sc2 Resting | Downsampled to 200 Hz; trimmed moving average filter; a third order Butterworth band-pass filter (0.5 Hz-45 Hz); a mean filter | data were divided into 2-s time windows with a 1-s stride between each window | z-score normalisation
447 | ResNet50 5s Sc4 Resting | Downsampled to 200 Hz; trimmed moving average filter; a third order Butterworth band-pass filter (0.5 Hz-45 Hz); a mean filter | data were divided into 4-s time windows with a 1-s stride between each window | z-score normalisation
447 | ResNet50 5s Sc10 Resting | Downsampled to 200 Hz; trimmed moving average filter; a third order Butterworth band-pass filter (0.5 Hz-45 Hz); a mean filter | data were divided into 10-s time windows with a 1-s stride between each window | z-score normalisation
447 | ResNet50 5s Sp2 Resting | Downsampled to 200 Hz; trimmed moving average filter; a third order Butterworth band-pass filter (0.5 Hz-45 Hz); a mean filter | data were divided into 2-s time windows with a 1-s stride between each window | z-score normalisation
447 | ResNet50 5s Sp4 Resting | Downsampled to 200 Hz; trimmed moving average filter; a third order Butterworth band-pass filter (0.5 Hz-45 Hz); a mean filter | data were divided into 4-s time windows with a 1-s stride between each window | z-score normalisation
447 | ResNet50 5s Sp10 Resting | Downsampled to 200 Hz; trimmed moving average filter; a third order Butterworth band-pass filter (0.5 Hz-45 Hz); a mean filter | data were divided into 10-s time windows with a 1-s stride between each window | z-score normalisation
447 | ResNet50 5s Mel2 Resting | Downsampled to 200 Hz; trimmed moving average filter; a third order Butterworth band-pass filter (0.5 Hz-45 Hz); a mean filter | data were divided into 2-s time windows with a 1-s stride between each window | z-score normalisation
447 | ResNet50 5s Mel4 Resting | Downsampled to 200 Hz; trimmed moving average filter; a third order Butterworth band-pass filter (0.5 Hz-45 Hz); a mean filter | data were divided into 4-s time windows with a 1-s stride between each window | z-score normalisation
447 | ResNet50 5s Mel10 Resting | Downsampled to 200 Hz; trimmed moving average filter; a third order Butterworth band-pass filter (0.5 Hz-45 Hz); a mean filter | data were divided into 10-s time windows with a 1-s stride between each window | z-score normalisation
447 | ResNet50 1s Sc2 Walking | Downsampled to 200 Hz; trimmed moving average filter; a third order Butterworth band-pass filter (0.5 Hz-45 Hz); a mean filter | data were divided into 2-s time windows with a 1-s stride between each window | z-score normalisation
447 | ResNet50 1s Sc4 Walking | Downsampled to 200 Hz; trimmed moving average filter; a third order Butterworth band-pass filter (0.5 Hz-45 Hz); a mean filter | data were divided into 4-s time windows with a 1-s stride between each window | z-score normalisation
447 | ResNet50 1s Sc10 Walking | Downsampled to 200 Hz; trimmed moving average filter; a third order Butterworth band-pass filter (0.5 Hz-45 Hz); a mean filter | data were divided into 10-s time windows with a 1-s stride between each window | z-score normalisation
447 | ResNet50 1s Sp2 Walking | Downsampled to 200 Hz; trimmed moving average filter; a third order Butterworth band-pass filter (0.5 Hz-45 Hz); a mean filter | data were divided into 2-s time windows with a 1-s stride between each window | z-score normalisation
447 | ResNet50 1s Sp4 Walking | Downsampled to 200 Hz; trimmed moving average filter; a third order Butterworth band-pass filter (0.5 Hz-45 Hz); a mean filter | data were divided into 4-s time windows with a 1-s stride between each window | z-score normalisation
447 | ResNet50 1s Sp10 Walking | Downsampled to 200 Hz; trimmed moving average filter; a third order Butterworth band-pass filter (0.5 Hz-45 Hz); a mean filter | data were divided into 10-s time windows with a 1-s stride between each window | z-score normalisation
447 | ResNet50 1s Mel2 Walking | Downsampled to 200 Hz; trimmed moving average filter; a third order Butterworth band-pass filter (0.5 Hz-45 Hz); a mean filter | data were divided into 2-s time windows with a 1-s stride between each window | z-score normalisation
447 | ResNet50 1s Mel4 Walking | Downsampled to 200 Hz; trimmed moving average filter; a third order Butterworth band-pass filter (0.5 Hz-45 Hz); a mean filter | data were divided into 4-s time windows with a 1-s stride between each window | z-score normalisation
447 | ResNet50 1s Mel10 Walking | Downsampled to 200 Hz; trimmed moving average filter; a third order Butterworth band-pass filter (0.5 Hz-45 Hz); a mean filter | data were divided into 10-s time windows with a 1-s stride between each window | z-score normalisation
447 | ResNet50 3s Sc2 Walking | Downsampled to 200 Hz; trimmed moving average filter; a third order Butterworth band-pass filter (0.5 Hz-45 Hz); a mean filter | data were divided into 2-s time windows with a 1-s stride between each window | z-score normalisation
447 | ResNet50 3s Sc4 Walking | Downsampled to 200 Hz; trimmed moving average filter; a third order Butterworth band-pass filter (0.5 Hz-45 Hz); a mean filter | data were divided into 4-s time windows with a 1-s stride between each window | z-score normalisation
447 | ResNet50 3s Sc10 Walking | Downsampled to 200 Hz; trimmed moving average filter; a third order Butterworth band-pass filter (0.5 Hz-45 Hz); a mean filter | data were divided into 10-s time windows with a 1-s stride between each window | z-score normalisation
447 | ResNet50 3s Sp2 Walking | Downsampled to 200 Hz; trimmed moving average filter; a third order Butterworth band-pass filter (0.5 Hz-45 Hz); a mean filter | data were divided into 2-s time windows with a 1-s stride between each window | z-score normalisation
447 | ResNet50 3s Sp4 Walking | Downsampled to 200 Hz; trimmed moving average filter; a third order Butterworth band-pass filter (0.5 Hz-45 Hz); a mean filter | data were divided into 4-s time windows with a 1-s stride between each window | z-score normalisation
447 | ResNet50 3s Sp10 Walking | Downsampled to 200 Hz; trimmed moving average filter; a third order Butterworth band-pass filter (0.5 Hz-45 Hz); a mean filter | data were divided into 10-s time windows with a 1-s stride between each window | z-score normalisation
447 | ResNet50 3s Mel2 Walking | Downsampled to 200 Hz; trimmed moving average filter; a third order Butterworth band-pass filter (0.5 Hz-45 Hz); a mean filter | data were divided into 2-s time windows with a 1-s stride between each window | z-score normalisation
447 | ResNet50 3s Mel4 Walking | Downsampled to 200 Hz; trimmed moving average filter; a third order Butterworth band-pass filter (0.5 Hz-45 Hz); a mean filter | data were divided into 4-s time windows with a 1-s stride between each window | z-score normalisation
447 | ResNet50 3s Mel10 Walking | Downsampled to 200 Hz; trimmed moving average filter; a third order Butterworth band-pass filter (0.5 Hz-45 Hz); a mean filter | data were divided into 10-s time windows with a 1-s stride between each window | z-score normalisation
447 | ResNet50 5s Sc2 Walking | Downsampled to 200 Hz; trimmed moving average filter; a third order Butterworth band-pass filter (0.5 Hz-45 Hz); a mean filter | data were divided into 2-s time windows with a 1-s stride between each window | z-score normalisation
447 | ResNet50 5s Sc4 Walking | Downsampled to 200 Hz; trimmed moving average filter; a third order Butterworth band-pass filter (0.5 Hz-45 Hz); a mean filter | data were divided into 4-s time windows with a 1-s stride between each window | z-score normalisation
447 | ResNet50 5s Sc10 Walking | Downsampled to 200 Hz; trimmed moving average filter; a third order Butterworth band-pass filter (0.5 Hz-45 Hz); a mean filter | data were divided into 10-s time windows with a 1-s stride between each window | z-score normalisation
447 | ResNet50 5s Sp2 Walking | Downsampled to 200 Hz; trimmed moving average filter; a third order Butterworth band-pass filter (0.5 Hz-45 Hz); a mean filter | data were divided into 2-s time windows with a 1-s stride between each window | z-score normalisation
447 | ResNet50 5s Sp4 Walking | Downsampled to 200 Hz; trimmed moving average filter; a third order Butterworth band-pass filter (0.5 Hz-45 Hz); a mean filter | data were divided into 4-s time windows with a 1-s stride between each window | z-score normalisation
447 | ResNet50 5s Sp10 Walking | Downsampled to 200 Hz; trimmed moving average filter; a third order Butterworth band-pass filter (0.5 Hz-45 Hz); a mean filter | data were divided into 10-s time windows with a 1-s stride between each window | z-score normalisation
447 | ResNet50 5s Mel2 Walking | Downsampled to 200 Hz; trimmed moving average filter; a third order Butterworth band-pass filter (0.5 Hz-45 Hz); a mean filter | data were divided into 2-s time windows with a 1-s stride between each window | z-score normalisation
447 | ResNet50 5s Mel4 Walking | Downsampled to 200 Hz; trimmed moving average filter; a third order Butterworth band-pass filter (0.5 Hz-45 Hz); a mean filter | data were divided into 4-s time windows with a 1-s stride between each window | z-score normalisation
447 | ResNet50 5s Mel10 Walking | Downsampled to 200 Hz; trimmed moving average filter; a third order Butterworth band-pass filter (0.5 Hz-45 Hz); a mean filter | data were divided into 10-s time windows with a 1-s stride between each window | z-score normalisation
447 | ResNet50 1s Sc2 Standing | Downsampled to 200 Hz; trimmed moving average filter; a third order Butterworth band-pass filter (0.5 Hz-45 Hz); a mean filter | data were divided into 2-s time windows with a 1-s stride between each window | z-score normalisation
447 | ResNet50 1s Sc4 Standing | Downsampled to 200 Hz; trimmed moving average filter; a third order Butterworth band-pass filter (0.5 Hz-45 Hz); a mean filter | data were divided into 4-s time windows with a 1-s stride between each window | z-score normalisation
447 | ResNet50 1s Sc10 Standing | Downsampled to 200 Hz; trimmed moving average filter; a third order Butterworth band-pass filter (0.5 Hz-45 Hz); a mean filter | data were divided into 10-s time windows with a 1-s stride between each window | z-score normalisation
447 | ResNet50 1s Sp2 Standing | Downsampled to 200 Hz; trimmed moving average filter; a third order Butterworth band-pass filter (0.5 Hz-45 Hz); a mean filter | data were divided into 2-s time windows with a 1-s stride between each window | z-score normalisation
447 | ResNet50 1s Sp4 Standing | Downsampled to 200 Hz; trimmed moving average filter; a third order Butterworth band-pass filter (0.5 Hz-45 Hz); a mean filter | data were divided into 4-s time windows with a 1-s stride between each window | z-score normalisation
447 | ResNet50 1s Sp10 Standing | Downsampled to 200 Hz; trimmed moving average filter; a third order Butterworth band-pass filter (0.5 Hz-45 Hz); a mean filter | data were divided into 10-s time windows with a 1-s stride between each window | z-score normalisation
447 | ResNet50 1s Mel2 Standing | Downsampled to 200 Hz; trimmed moving average filter; a third order Butterworth band-pass filter (0.5 Hz-45 Hz); a mean filter | data were divided into 2-s time windows with a 1-s stride between each window | z-score normalisation
447 | ResNet50 1s Mel4 Standing | Downsampled to 200 Hz; trimmed moving average filter; a third order Butterworth band-pass filter (0.5 Hz-45 Hz); a mean filter | data were divided into 4-s time windows with a 1-s stride between each window | z-score normalisation
447 | ResNet50 1s Mel10 Standing | Downsampled to 200 Hz; trimmed moving average filter; a third order Butterworth band-pass filter (0.5 Hz-45 Hz); a mean filter | data were divided into 10-s time windows with a 1-s stride between each window | z-score normalisation
447 | ResNet50 3s Sc2 Standing | Downsampled to 200 Hz; trimmed moving average filter; a third order Butterworth band-pass filter (0.5 Hz-45 Hz); a mean filter | data were divided into 2-s time windows with a 1-s stride between each window | z-score normalisation
447 | ResNet50 3s Sc4 Standing | Downsampled to 200 Hz; trimmed moving average filter; a third order Butterworth band-pass filter (0.5 Hz-45 Hz); a mean filter | data were divided into 4-s time windows with a 1-s stride between each window | z-score normalisation
447 | ResNet50 3s Sc10 Standing | Downsampled to 200 Hz; trimmed moving average filter; a third order Butterworth band-pass filter (0.5 Hz-45 Hz); a mean filter | data were divided into 10-s time windows with a 1-s stride between each window | z-score normalisation
447 | ResNet50 3s Sp2 Standing | Downsampled to 200 Hz; trimmed moving average filter; a third order Butterworth band-pass filter (0.5 Hz-45 Hz); a mean filter | data were divided into 2-s time windows with a 1-s stride between each window | z-score normalisation
447 | ResNet50 3s Sp4 Standing | Downsampled to 200 Hz; trimmed moving average filter; a third order Butterworth band-pass filter (0.5 Hz-45 Hz); a mean filter | data were divided into 4-s time windows with a 1-s stride between each window | z-score normalisation
447 | ResNet50 3s Sp10 Standing | Downsampled to 200 Hz; trimmed moving average filter; a third order Butterworth band-pass filter (0.5 Hz-45 Hz); a mean filter | data were divided into 10-s time windows with a 1-s stride between each window | z-score normalisation
447 | ResNet50 3s Mel2 Standing | Downsampled to 200 Hz; trimmed moving average filter; a third order Butterworth band-pass filter (0.5 Hz-45 Hz); a mean filter | data were divided into 2-s time windows with a 1-s stride between each window | z-score normalisation
447 | ResNet50 3s Mel4 Standing | Downsampled to 200 Hz; trimmed moving average filter; a third order Butterworth band-pass filter (0.5 Hz-45 Hz); a mean filter | data were divided into 4-s time windows with a 1-s stride between each window | z-score normalisation
447 | ResNet50 3s Mel10 Standing | Downsampled to 200 Hz; trimmed moving average filter; a third order Butterworth band-pass filter (0.5 Hz-45 Hz); a mean filter | data were divided into 10-s time windows with a 1-s stride between each window | z-score normalisation
447 | ResNet50 5s Sc2 Standing | Downsampled to 200 Hz; trimmed moving average filter; a third order Butterworth band-pass filter (0.5 Hz-45 Hz); a mean filter | data were divided into 2-s time windows with a 1-s stride between each window | z-score normalisation
447 | ResNet50 5s Sc4 Standing | Downsampled to 200 Hz; trimmed moving average filter; a third order Butterworth band-pass filter (0.5 Hz-45 Hz); a mean filter | data were divided into 4-s time windows with a 1-s stride between each window | z-score normalisation
447 | ResNet50 5s Sc10 Standing | Downsampled to 200 Hz; trimmed moving average filter; a third order Butterworth band-pass filter (0.5 Hz-45 Hz); a mean filter | data were divided into 10-s time windows with a 1-s stride between each window | z-score normalisation
447 | ResNet50 5s Sp2 Standing | Downsampled to 200 Hz; trimmed moving average filter; a third order Butterworth band-pass filter (0.5 Hz-45 Hz); a mean filter | data were divided into 2-s time windows with a 1-s stride between each window | z-score normalisation
447 | ResNet50 5s Sp4 Standing | Downsampled to 200 Hz; trimmed moving average filter; a third order Butterworth band-pass filter (0.5 Hz-45 Hz); a mean filter | data were divided into 4-s time windows with a 1-s stride between each window | z-score normalisation
447 | ResNet50 5s Sp10 Standing | Downsampled to 200 Hz; trimmed moving average filter; a third order Butterworth band-pass filter (0.5 Hz-45 Hz); a mean filter | data were divided into 10-s time windows with a 1-s stride between each window | z-score normalisation
447 | ResNet50 5s Mel2 Standing | Downsampled to 200 Hz; trimmed moving average filter; a third order Butterworth band-pass filter (0.5 Hz-45 Hz); a mean filter | data were divided into 2-s time windows with a 1-s stride between each window | z-score normalisation
447 | ResNet50 5s Mel4 Standing | Downsampled to 200 Hz; trimmed moving average filter; a third order Butterworth band-pass filter (0.5 Hz-45 Hz); a mean filter | data were divided into 4-s time windows with a 1-s stride between each window | z-score normalisation
447 | ResNet50 5s Mel10 Standing | Downsampled to 200 Hz; trimmed moving average filter; a third order Butterworth band-pass filter (0.5 Hz-45 Hz); a mean filter | data were divided into 10-s time windows with a 1-s stride between each window | z-score normalisation
447 | ResNet50 1s Sc2 walking | Downsampled to 200 Hz; trimmed moving average filter; a third order Butterworth band-pass filter (0.5 Hz-45 Hz); a mean filter | data were divided into 2-s time windows with a 1-s stride between each window | z-score normalisation
447 | ResNet50 1s Sc4 walking | Downsampled to 200 Hz; trimmed moving average filter; a third order Butterworth band-pass filter (0.5 Hz-45 Hz); a mean filter | data were divided into 4-s time windows with a 1-s stride between each window | z-score normalisation
447 | ResNet50 1s Sc10 walking | Downsampled to 200 Hz; trimmed moving average filter; a third order Butterworth band-pass filter (0.5 Hz-45 Hz); a mean filter | data were divided into 10-s time windows with a 1-s stride between each window | z-score normalisation
447 | ResNet50 1s Sp2 walking | Downsampled to 200 Hz; trimmed moving average filter; a third order Butterworth band-pass filter (0.5 Hz-45 Hz); a mean filter | data were divided into 2-s time windows with a 1-s stride between each window | z-score normalisation
447 | ResNet50 1s Sp4 walking | Downsampled to 200 Hz; trimmed moving average filter; a third order Butterworth band-pass filter (0.5 Hz-45 Hz); a mean filter | data were divided into 4-s time windows with a 1-s stride between each window | z-score normalisation
447 | ResNet50 1s Sp10 walking | Downsampled to 200 Hz; trimmed moving average filter; a third order Butterworth band-pass filter (0.5 Hz-45 Hz); a mean filter | data were divided into 10-s time windows with a 1-s stride between each window | z-score normalisation
447 | ResNet50 1s Mel2 walking | Downsampled to 200 Hz; trimmed moving average filter; a third order Butterworth band-pass filter (0.5 Hz-45 Hz); a mean filter | data were divided into 2-s time windows with a 1-s stride between each window | z-score normalisation
447 | ResNet50 1s Mel4 walking | Downsampled to 200 Hz; trimmed moving average filter; a third order Butterworth band-pass filter (0.5 Hz-45 Hz); a mean filter | data were divided into 4-s time windows with a 1-s stride between each window | z-score normalisation
447 | ResNet50 1s Mel10 walking | Downsampled to 200 Hz; trimmed moving average filter; a third order Butterworth band-pass filter (0.5 Hz-45 Hz); a mean filter | data were divided into 10-s time windows with a 1-s stride between each window | z-score normalisation
447 | ResNet50 3s Sc2 walking | Downsampled to 200 Hz; trimmed moving average filter; a third order Butterworth band-pass filter (0.5 Hz-45 Hz); a mean filter | data were divided into 2-s time windows with a 1-s stride between each window | z-score normalisation
447 | ResNet50 3s Sc4 walking | Downsampled to 200 Hz; trimmed moving average filter; a third order Butterworth band-pass filter (0.5 Hz-45 Hz); a mean filter | data were divided into 4-s time windows with a 1-s stride between each window | z-score normalisation
447 | ResNet50 3s Sc10 walking | Downsampled to 200 Hz; trimmed moving average filter; a third order Butterworth band-pass filter (0.5 Hz-45 Hz); a mean filter | data were divided into 10-s time windows with a 1-s stride between each window | z-score normalisation
447 | ResNet50 3s Sp2 walking | Downsampled to 200 Hz; trimmed moving average filter; a third order Butterworth band-pass filter (0.5 Hz-45 Hz); a mean filter | data were divided into 2-s time windows with a 1-s stride between each window | z-score normalisation
447 | ResNet50 3s Sp4 walking | Downsampled to 200 Hz; trimmed moving average filter; a third order Butterworth band-pass filter (0.5 Hz-45 Hz); a mean filter | data were divided into 4-s time windows with a 1-s stride between each window | z-score normalisation
447 | ResNet50 3s Sp10 walking | Downsampled to 200 Hz; trimmed moving average filter; a third order Butterworth band-pass filter (0.5 Hz-45 Hz); a mean filter | data were divided into 10-s time windows with a 1-s stride between each window | z-score normalisation
447 | ResNet50 3s Mel2 walking | Downsampled to 200 Hz; trimmed moving average filter; a third order Butterworth band-pass filter (0.5 Hz-45 Hz); a mean filter | data were divided into 2-s time windows with a 1-s stride between each window | z-score normalisation
447 | ResNet50 3s Mel4 walking | Downsampled to 200 Hz; trimmed moving average filter; a third order Butterworth band-pass filter (0.5 Hz-45 Hz); a mean filter | data were divided into 4-s time windows with a 1-s stride between each window | z-score normalisation
447 | ResNet50 3s Mel10 walking | Downsampled to 200 Hz; trimmed moving average filter; a third order Butterworth band-pass filter (0.5 Hz-45 Hz); a mean filter | data were divided into 10-s time windows with a 1-s stride between each window | z-score normalisation
447 | ResNet50 5s Sc2 walking | Downsampled to 200 Hz; trimmed moving average filter; a third order Butterworth band-pass filter (0.5 Hz-45 Hz); a mean filter | data were divided into 2-s time windows with a 1-s stride between each window | z-score normalisation
447 | ResNet50 5s Sc4 walking | Downsampled to 200 Hz; trimmed moving average filter; a third order Butterworth band-pass filter (0.5 Hz-45 Hz); a mean filter | data were divided into 4-s time windows with a 1-s stride between each window | z-score normalisation
447 | ResNet50 5s Sc10 walking | Downsampled to 200 Hz; trimmed moving average filter; a third order Butterworth band-pass filter (0.5 Hz-45 Hz); a mean filter | data were divided into 10-s time windows with a 1-s stride between each window | z-score normalisation
447 | ResNet50 5s Sp2 walking | Downsampled to 200 Hz; trimmed moving average filter; a third order Butterworth band-pass filter (0.5 Hz-45 Hz); a mean filter | data were divided into 2-s time windows with a 1-s stride between each window | z-score normalisation
447 | ResNet50 5s Sp4 walking | Downsampled to 200 Hz; trimmed moving average filter; a third order Butterworth band-pass filter (0.5 Hz-45 Hz); a mean filter | data were divided into 4-s time windows with a 1-s stride between each window | z-score normalisation
447 | ResNet50 5s Sp10 walking | Downsampled to 200 Hz; trimmed moving average filter; a third order Butterworth band-pass filter (0.5 Hz-45 Hz); a mean filter | data were divided into 10-s time windows with a 1-s stride between each window | z-score normalisation
447 | ResNet50 5s Mel2 walking | Downsampled to 200 Hz; trimmed moving average filter; a third order Butterworth band-pass filter (0.5 Hz-45 Hz); a mean filter | data were divided into 2-s time windows with a 1-s stride between each window | z-score normalisation
447 | ResNet50 5s Mel4 walking | Downsampled to 200 Hz; trimmed moving average filter; a third order Butterworth band-pass filter (0.5 Hz-45 Hz); a mean filter | data were divided into 4-s time windows with a 1-s stride between each window | z-score normalisation
447 | ResNet50 5s Mel10 walking | Downsampled to 200 Hz; trimmed moving average filter; a third order Butterworth band-pass filter (0.5 Hz-45 Hz); a mean filter | data were divided into 10-s time windows with a 1-s stride between each window | z-score normalisation
447 | DenseNet201 1s Sc2 Resting | Downsampled to 200 Hz; trimmed moving average filter; a third order Butterworth band-pass filter (0.5 Hz-45 Hz); a mean filter | data were divided into 2-s time windows with a 1-s stride between each window | z-score normalisation
447 | DenseNet201 1s Sc4 Resting | Downsampled to 200 Hz; trimmed moving average filter; a third order Butterworth band-pass filter (0.5 Hz-45 Hz); a mean filter | data were divided into 4-s time windows with a 1-s stride between each window | z-score normalisation
447 | DenseNet201 1s Sc10 Resting | Downsampled to 200 Hz; trimmed moving average filter; a third order Butterworth band-pass filter (0.5 Hz-45 Hz); a mean filter | data were divided into 10-s time windows with a 1-s stride between each window | z-score normalisation
447 | DenseNet201 1s Sp2 Resting | Downsampled to 200 Hz; trimmed moving average filter; a third order Butterworth band-pass filter (0.5 Hz-45 Hz); a mean filter | data were divided into 2-s time windows with a 1-s stride between each window | z-score normalisation
447 | DenseNet201 1s Sp4 Resting | Downsampled to 200 Hz; trimmed moving average filter; a third order Butterworth band-pass filter (0.5 Hz-45 Hz); a mean filter | data were divided into 4-s time windows with a 1-s stride between each window | z-score normalisation
447 | DenseNet201 1s Sp10 Resting | Downsampled to 200 Hz; trimmed moving average filter; a third order Butterworth band-pass filter (0.5 Hz-45 Hz); a mean filter | data were divided into 10-s time windows with a 1-s stride between each window | z-score normalisation
447 | DenseNet201 1s Mel2 Resting | Downsampled to 200 Hz; trimmed moving average filter; a third order Butterworth band-pass filter (0.5 Hz-45 Hz); a mean filter | data were divided into 2-s time windows with a 1-s stride between each window | z-score normalisation
447 | DenseNet201 1s Mel4 Resting | Downsampled to 200 Hz; trimmed moving average filter; a third order Butterworth band-pass filter (0.5 Hz-45 Hz); a mean filter | data were divided into 4-s time windows with a 1-s stride between each window | z-score normalisation
447 | DenseNet201 1s Mel10 Resting | Downsampled to 200 Hz; trimmed moving average filter; a third order Butterworth band-pass filter (0.5 Hz-45 Hz); a mean filter | data were divided into 10-s time windows with a 1-s stride between each window | z-score normalisation
447 | DenseNet201 3s Sc2 Resting | Downsampled to 200 Hz; trimmed moving average filter; a third order Butterworth band-pass filter (0.5 Hz-45 Hz); a mean filter | data were divided into 2-s time windows with a 1-s stride between each window | z-score normalisation
447 | DenseNet201 3s Sc4 Resting | Downsampled to 200 Hz; trimmed moving average filter; a third order Butterworth band-pass filter (0.5 Hz-45 Hz); a mean filter | data were divided into 4-s time windows with a 1-s stride between each window | z-score normalisation
447 | DenseNet201 3s Sc10 Resting | Downsampled to 200 Hz; trimmed moving average filter; a third order Butterworth band-pass filter (0.5 Hz-45 Hz); a mean filter | data were divided into 10-s time windows with a 1-s stride between each window | z-score normalisation
447 | DenseNet201 3s Sp2 Resting | Downsampled to 200 Hz; trimmed moving average filter; a third order Butterworth band-pass filter (0.5 Hz-45 Hz); a mean filter | data were divided into 2-s time windows with a 1-s stride between each window | z-score normalisation
447 | DenseNet201 3s Sp4 Resting | Downsampled to 200 Hz; trimmed moving average filter; a third order Butterworth band-pass filter (0.5 Hz-45 Hz); a mean filter | data were divided into 4-s time windows with a 1-s stride between each window | z-score normalisation
447 | DenseNet201 3s Sp10 Resting | Downsampled to 200 Hz; trimmed moving average filter; a third order Butterworth band-pass filter (0.5 Hz-45 Hz); a mean filter | data were divided into 10-s time windows with a 1-s stride between each window | z-score normalisation
447 | DenseNet201 3s Mel2 Resting | Downsampled to 200 Hz; trimmed moving average filter; a third order Butterworth band-pass filter (0.5 Hz-45 Hz); a mean filter | data were divided into 2-s time windows with a 1-s stride between each window | z-score normalisation
447 | DenseNet201 3s Mel4 Resting | Downsampled to 200 Hz; trimmed moving average filter; a third order Butterworth band-pass filter (0.5 Hz-45 Hz); a mean filter | data were divided into 4-s time windows with a 1-s stride between each window | z-score normalisation
447 | DenseNet201 3s Mel10 Resting | Downsampled to 200 Hz; trimmed moving average filter; a third order Butterworth band-pass filter (0.5 Hz-45 Hz); a mean filter | data were divided into 10-s time windows with a 1-s stride between each window | z-score normalisation
447 | DenseNet201 5s Sc2 Resting | Downsampled to 200 Hz; trimmed moving average filter; a third order Butterworth band-pass filter (0.5 Hz-45 Hz); a mean filter | data were divided into 2-s time windows with a 1-s stride between each window | z-score normalisation
447 | DenseNet201 5s Sc4 Resting | Downsampled to 200 Hz; trimmed moving average filter; a third order Butterworth band-pass filter (0.5 Hz-45 Hz); a mean filter | data were divided into 4-s time windows with a 1-s stride between each window | z-score normalisation
447 | DenseNet201 5s Sc10 Resting | Downsampled to 200 Hz; trimmed moving average filter; a third order Butterworth band-pass filter (0.5 Hz-45 Hz); a mean filter | data were divided into 10-s time windows with a 1-s stride between each window | z-score normalisation
447 | DenseNet201 5s Sp2 Resting | Downsampled to 200 Hz; trimmed moving average filter; a third order Butterworth band-pass filter (0.5 Hz-45 Hz); a mean filter | data were divided into 2-s time windows with a 1-s stride between each window | z-score normalisation
447 | DenseNet201 5s Sp4 Resting | Downsampled to 200 Hz; trimmed moving average filter; a third order Butterworth band-pass filter (0.5 Hz-45 Hz); a mean filter | data were divided into 4-s time windows with a 1-s stride between each window | z-score normalisation
447 | DenseNet201 5s Sp10 Resting | Downsampled to 200 Hz; trimmed moving average filter; a third order Butterworth band-pass filter (0.5 Hz-45 Hz); a mean filter | data were divided into 10-s time windows with a 1-s stride between each window | z-score normalisation
447 | DenseNet201 5s Mel2 Resting | Downsampled to 200 Hz; trimmed moving average filter; a third order Butterworth band-pass filter (0.5 Hz-45 Hz); a mean filter | data were divided into 2-s time windows with a 1-s stride between each window | z-score normalisation
447 | DenseNet201 5s Mel4 Resting | Downsampled to 200 Hz; trimmed moving average filter; a third order Butterworth band-pass filter (0.5 Hz-45 Hz); a mean filter | data were divided into 4-s time windows with a 1-s stride between each window | z-score normalisation
447 | DenseNet201 5s Mel10 Resting | Downsampled to 200 Hz; trimmed moving average filter; a third order Butterworth band-pass filter (0.5 Hz-45 Hz); a mean filter | data were divided into 10-s time windows with a 1-s stride between each window | z-score normalisation
447 | DenseNet201 1s Sc2 Walking | Downsampled to 200 Hz; trimmed moving average filter; a third order Butterworth band-pass filter (0.5 Hz-45 Hz); a mean filter | data were divided into 2-s time windows with a 1-s stride between each window | z-score normalisation
447 | DenseNet201 1s Sc4 Walking | Downsampled to 200 Hz; trimmed moving average filter; a third order Butterworth band-pass filter (0.5 Hz-45 Hz); a mean filter | data were divided into 4-s time windows with a 1-s stride between each window | z-score normalisation
447 | DenseNet201 1s Sc10 Walking | Downsampled to 200 Hz; trimmed moving average filter; a third order Butterworth band-pass filter (0.5 Hz-45 Hz); a mean filter | data were divided into 10-s time windows with a 1-s stride between each window | z-score normalisation
447 | DenseNet201 1s Sp2 Walking | Downsampled to 200 Hz; trimmed moving average filter; a third order Butterworth band-pass filter (0.5 Hz-45 Hz); a mean filter | data were divided into 2-s time windows with a 1-s stride between each window | z-score normalisation
447 | DenseNet201 1s Sp4 Walking | Downsampled to 200 Hz; trimmed moving average filter; a third order Butterworth band-pass filter (0.5 Hz-45 Hz); a mean filter | data were divided into 4-s time windows with a 1-s stride between each window | z-score normalisation
447 | DenseNet201 1s Sp10 Walking | Downsampled to 200 Hz; trimmed moving average filter; a third order Butterworth band-pass filter (0.5 Hz-45 Hz); a mean filter | data were divided into 10-s time windows with a 1-s stride between each window | z-score normalisation
447 | DenseNet201 1s Mel2 Walking | Downsampled to 200 Hz; trimmed moving average filter; a third order Butterworth band-pass filter (0.5 Hz-45 Hz); a mean filter | data were divided into 2-s time windows with a 1-s stride between each window | z-score normalisation
447 | DenseNet201 1s Mel4 Walking | Downsampled to 200 Hz; trimmed moving average filter; a third order Butterworth band-pass filter (0.5 Hz-45 Hz); a mean filter | data were divided into 4-s time windows with a 1-s stride between each window | z-score normalisation
447 | DenseNet201 1s Mel10 Walking | Downsampled to 200 Hz; trimmed moving average filter; a third order Butterworth band-pass filter (0.5 Hz-45 Hz); a mean filter | data were divided into 10-s time windows with a 1-s stride between each window | z-score normalisation
447 | DenseNet201 3s Sc2 Walking | Downsampled to 200 Hz; trimmed moving average filter; a third order Butterworth band-pass filter (0.5 Hz-45 Hz); a mean filter | data were divided into 2-s time windows with a 1-s stride between each window | z-score normalisation
447 | DenseNet201 3s Sc4 Walking | Downsampled to 200 Hz; trimmed moving average filter; a third order Butterworth band-pass filter (0.5 Hz-45 Hz); a mean filter | data were divided into 4-s time windows with a 1-s stride between each window | z-score normalisation
447 | DenseNet201 3s Sc10 Walking | Downsampled to 200 Hz; trimmed moving average filter; a third order Butterworth band-pass filter (0.5 Hz-45 Hz); a mean filter | data were divided into 10-s time windows with a 1-s stride between each window | z-score normalisation
447 | DenseNet201 3s Sp2 Walking | Downsampled to 200 Hz; trimmed moving average filter; a third order Butterworth band-pass filter (0.5 Hz-45 Hz); a mean filter | data were divided into 2-s time windows with a 1-s stride between each window | z-score normalisation
447 | DenseNet201 3s Sp4 Walking | Downsampled to 200 Hz; trimmed moving average filter; a third order Butterworth band-pass filter (0.5 Hz-45 Hz); a mean filter | data were divided into 4-s time windows with a 1-s stride between each window | z-score normalisation
447 | DenseNet201 3s Sp10 Walking | Downsampled to 200 Hz; trimmed moving average filter; a third order Butterworth band-pass filter (0.5 Hz-45 Hz); a mean filter | data were divided into 10-s time windows with a 1-s stride between each window | z-score normalisation
447 | DenseNet201 3s Mel2 Walking | Downsampled to 200 Hz; trimmed moving average filter; a third order Butterworth band-pass filter (0.5 Hz-45 Hz); a mean filter | data were divided into 2-s time windows with a 1-s stride between each window | z-score normalisation
447 | DenseNet201 3s Mel4 Walking | Downsampled to 200 Hz; trimmed moving average filter; a third order Butterworth band-pass filter (0.5 Hz-45 Hz); a mean filter | data were divided into 4-s time windows with a 1-s stride between each window | z-score normalisation
447 | DenseNet201 3s Mel10 Walking | Downsampled to 200 Hz; trimmed moving average filter; a third order Butterworth band-pass filter (0.5 Hz-45 Hz); a mean filter | data were divided into 10-s time windows with a 1-s stride between each window | z-score normalisation
447 | DenseNet201 5s Sc2 Walking | Downsampled to 200 Hz; trimmed moving average filter; a third order Butterworth band-pass filter (0.5 Hz-45 Hz); a mean filter | data were divided into 2-s time windows with a 1-s stride between each window | z-score normalisation
447 | DenseNet201 5s Sc4 Walking | Downsampled to 200 Hz; trimmed moving average filter; a third order Butterworth band-pass filter (0.5 Hz-45 Hz); a mean filter | data were divided into 4-s time windows with a 1-s stride between each window | z-score normalisation
447 | DenseNet201 5s Sc10 Walking | Downsampled to 200 Hz; trimmed moving average filter; a third order Butterworth band-pass filter (0.5 Hz-45 Hz); a mean filter | data were divided into 10-s time windows with a 1-s stride between each window | z-score normalisation
447 | DenseNet201 5s Sp2 Walking | Downsampled to 200 Hz; trimmed moving average filter; a third order Butterworth band-pass filter (0.5 Hz-45 Hz); a mean filter | data were divided into 2-s time windows with a 1-s stride between each window | z-score normalisation
447 | DenseNet201 5s Sp4 Walking | Downsampled to 200 Hz; trimmed moving average filter; a third order Butterworth band-pass filter (0.5 Hz-45 Hz); a mean filter | data were divided into 4-s time windows with a 1-s stride between each window | z-score normalisation
447 | DenseNet201 5s Sp10 Walking | Downsampled to 200 Hz; trimmed moving average filter; a third order Butterworth band-pass filter (0.5 Hz-45 Hz); a mean filter | data were divided into 10-s time windows with a 1-s stride between each window | z-score normalisation
447 | DenseNet201 5s Mel2 Walking | Downsampled to 200 Hz; trimmed moving average filter; a third order Butterworth band-pass filter (0.5 Hz-45 Hz); a mean filter | data were divided into 2-s time windows with a 1-s stride between each window | z-score normalisation
447 | DenseNet201 5s Mel4 Walking | Downsampled to 200 Hz; trimmed moving average filter; a third order Butterworth band-pass filter (0.5 Hz-45 Hz); a mean filter | data were divided into 4-s time windows with a 1-s stride between each window | z-score normalisation
447 | DenseNet201 5s Mel10 Walking | Downsampled to 200 Hz; trimmed moving average filter; a third order Butterworth band-pass filter (0.5 Hz-45 Hz); a mean filter | data were divided into 10-s time windows with a 1-s stride between each window | z-score normalisation
447 | DenseNet201 1s Sc2 Standing | Downsampled to 200 Hz; trimmed moving average filter; a third order Butterworth band-pass filter (0.5 Hz-45 Hz); a mean filter | data were divided into 2-s time windows with a 1-s stride between each window | z-score normalisation
447 | DenseNet201 1s Sc4 Standing | Downsampled to 200 Hz; trimmed moving average filter; a third order Butterworth band-pass filter (0.5 Hz-45 Hz); a mean filter | data were divided into 4-s time windows with a 1-s stride between each window | z-score normalisation
447 | DenseNet201 1s Sc10 Standing | Downsampled to 200 Hz; trimmed moving average filter; a third order Butterworth band-pass filter (0.5 Hz-45 Hz); a mean filter | data were divided into 10-s time windows with a 1-s stride between each window | z-score normalisation
447 | DenseNet201 1s Sp2 Standing | Downsampled to 200 Hz; trimmed moving average filter; a third order Butterworth band-pass filter (0.5 Hz-45 Hz); a mean filter | data were divided into 2-s time windows with a 1-s stride between each window | z-score normalisation
447 | DenseNet201 1s Sp4 Standing | Downsampled to 200 Hz; trimmed moving average filter; a third order Butterworth band-pass filter (0.5 Hz-45 Hz); a mean filter | data were divided into 4-s time windows with a 1-s stride between each window | z-score normalisation
447 | DenseNet201 1s Sp10 Standing | Downsampled to 200 Hz; trimmed moving average filter; a third order Butterworth band-pass filter (0.5 Hz-45 Hz); a mean filter | data were divided into 10-s time windows with a 1-s stride between each window | z-score normalisation
447 | DenseNet201 1s Mel2 Standing | Downsampled to 200 Hz; trimmed moving average filter; a third order Butterworth band-pass filter (0.5 Hz-45 Hz); a mean filter | data were divided into 2-s time windows with a 1-s stride between each window | z-score normalisation
447 | DenseNet201 1s Mel4 Standing | Downsampled to 200 Hz; trimmed moving average filter; a third order Butterworth band-pass filter (0.5 Hz-45 Hz); a mean filter | data were divided into 4-s time windows with a 1-s stride between each window | z-score normalisation
447 | DenseNet201 1s Mel10 Standing | Downsampled to 200 Hz; trimmed moving average filter; a third order Butterworth band-pass filter (0.5 Hz-45 Hz); a mean filter | data were divided into 10-s time windows with a 1-s stride between each window | z-score normalisation
447 | DenseNet201 3s Sc2 Standing | Downsampled to 200 Hz; trimmed moving average filter; a third order Butterworth band-pass filter (0.5 Hz-45 Hz); a mean filter | data were divided into 2-s time windows with a 1-s stride between each window | z-score normalisation
447 | DenseNet201 3s Sc4 Standing | Downsampled to 200 Hz; trimmed moving average filter; a third order Butterworth band-pass filter (0.5 Hz-45 Hz); a mean filter | data were divided into 4-s time windows with a 1-s stride between each window | z-score normalisation
447 | DenseNet201 3s Sc10 Standing | Downsampled to 200 Hz; trimmed moving average filter; a third order Butterworth band-pass filter (0.5 Hz-45 Hz); a mean filter | data were divided into 10-s time windows with a 1-s stride between each window | z-score normalisation
447 | DenseNet201 3s Sp2 Standing | Downsampled to 200 Hz; trimmed moving average filter; a third order Butterworth band-pass filter (0.5 Hz-45 Hz); a mean filter | data were divided into 2-s time windows with a 1-s stride between each window | z-score normalisation
447 | DenseNet201 3s Sp4 Standing | Downsampled to 200 Hz; trimmed moving average filter; a third order Butterworth band-pass filter (0.5 Hz-45 Hz); a mean filter | data were divided into 4-s time windows with a 1-s stride between each window | z-score normalisation
447 | DenseNet201 3s Sp10 Standing | Downsampled to 200 Hz; trimmed moving average filter; a third order Butterworth band-pass filter (0.5 Hz-45 Hz); a mean filter | data were divided into 10-s time windows with a 1-s stride between each window | z-score normalisation
447 | DenseNet201 3s Mel2 Standing | Downsampled to 200 Hz; trimmed moving average filter; a third order Butterworth band-pass filter (0.5 Hz-45 Hz); a mean filter | data were divided into 2-s time windows with a 1-s stride between each window | z-score normalisation
447 | DenseNet201 3s Mel4 Standing | Downsampled to 200 Hz; trimmed moving average filter; a third order Butterworth band-pass filter (0.5 Hz-45 Hz); a mean filter | data were divided into 4-s time windows with a 1-s stride between each window | z-score normalisation
447 | DenseNet201 3s Mel10 Standing | Downsampled to 200 Hz; trimmed moving average filter; a third order Butterworth band-pass filter (0.5 Hz-45 Hz); a mean filter | data were divided into 10-s time windows with a 1-s stride between each window | z-score normalisation
447 | DenseNet201 5s Sc2 Standing | Downsampled to 200 Hz; trimmed moving average filter; a third order Butterworth band-pass filter (0.5 Hz-45 Hz); a mean filter | data were divided into 2-s time windows with a 1-s stride between each window | z-score normalisation
447 | DenseNet201 5s Sc4 Standing | Downsampled to 200 Hz; trimmed moving average filter; a third order Butterworth band-pass filter (0.5 Hz-45 Hz); a mean filter | data were divided into 4-s time windows with a 1-s stride between each window | z-score normalisation
447 | DenseNet201 5s Sc10 Standing | Downsampled to 200 Hz; trimmed moving average filter; a third order Butterworth band-pass filter (0.5 Hz-45 Hz); a mean filter | data were divided into 10-s time windows with a 1-s stride between each window | z-score normalisation
447 | DenseNet201 5s Sp2 Standing | Downsampled to 200 Hz; trimmed moving average filter; a third order Butterworth band-pass filter (0.5 Hz-45 Hz); a mean filter | data were divided into 2-s time windows with a 1-s stride between each window | z-score normalisation
447 | DenseNet201 5s Sp4 Standing | Downsampled to 200 Hz; trimmed moving average filter; a third order Butterworth band-pass filter (0.5 Hz-45 Hz); a mean filter | data were divided into 4-s time windows with a 1-s stride between each window | z-score normalisation
447 | DenseNet201 5s Sp10 Standing | Downsampled to 200 Hz; trimmed moving average filter; a third order Butterworth band-pass filter (0.5 Hz-45 Hz); a mean filter | data were divided into 10-s time windows with a 1-s stride between each window | z-score normalisation
447 | DenseNet201 5s Mel2 Standing | Downsampled to 200 Hz; trimmed moving average filter; a third order Butterworth band-pass filter (0.5 Hz-45 Hz); a mean filter | data were divided into 2-s time windows with a 1-s stride between each window | z-score normalisation
447 | DenseNet201 5s Mel4 Standing | Downsampled to 200 Hz; trimmed moving average filter; a third order Butterworth band-pass filter (0.5 Hz-45 Hz); a mean filter | data were divided into 4-s time windows with a 1-s stride between each window | z-score normalisation
447 | DenseNet201 5s Mel10 Standing | Downsampled to 200 Hz; trimmed moving average filter; a third order Butterworth band-pass filter (0.5 Hz-45 Hz); a mean filter | data were divided into 10-s time windows with a 1-s stride between each window | z-score normalisation
447 | DenseNet201 1s Sc2 walking | Downsampled to 200 Hz; trimmed moving average filter; a third order Butterworth band-pass filter (0.5 Hz-45 Hz); a mean filter | data were divided into 2-s time windows with a 1-s stride between each window | z-score normalisation
447 | DenseNet201 1s Sc4 walking | Downsampled to 200 Hz; trimmed moving average filter; a third order Butterworth band-pass filter (0.5 Hz-45 Hz); a mean filter | data were divided into 4-s time windows with a 1-s stride between each window | z-score normalisation
447 | DenseNet201 1s Sc10 walking | Downsampled to 200 Hz; trimmed moving average filter; a third order Butterworth band-pass filter (0.5 Hz-45 Hz); a mean filter | data were divided into 10-s time windows with a 1-s stride between each window | z-score normalisation
447 | DenseNet201 1s Sp2 walking | Downsampled to 200 Hz; trimmed moving average filter; a third order Butterworth band-pass filter (0.5 Hz-45 Hz); a mean filter | data were divided into 2-s time windows with a 1-s stride between each window | z-score normalisation
447 | DenseNet201 1s Sp4 walking | Downsampled to 200 Hz; trimmed moving average filter; a third order Butterworth band-pass filter (0.5 Hz-45 Hz); a mean filter | data were divided into 4-s time windows with a 1-s stride between each window | z-score normalisation
447 | DenseNet201 1s Sp10 walking | Downsampled to 200 Hz; trimmed moving average filter; a third order Butterworth band-pass filter (0.5 Hz-45 Hz); a mean filter | data were divided into 10-s time windows with a 1-s stride between each window | z-score normalisation
447 | DenseNet201 1s Mel2 walking | Downsampled to 200 Hz; trimmed moving average filter; a third order Butterworth band-pass filter (0.5 Hz-45 Hz); a mean filter | data were divided into 2-s time windows with a 1-s stride between each window | z-score normalisation
447 | DenseNet201 1s Mel4 walking | Downsampled to 200 Hz; trimmed moving average filter; a third order Butterworth band-pass filter (0.5 Hz-45 Hz); a mean filter | data were divided into 4-s time windows with a 1-s stride between each window | z-score normalisation
447 | DenseNet201 1s Mel10 walking | Downsampled to 200 Hz; trimmed moving average filter; a third order Butterworth band-pass filter (0.5 Hz-45 Hz); a mean filter | data were divided into 10-s time windows with a 1-s stride between each window | z-score normalisation
447 | DenseNet201 3s Sc2 walking | Downsampled to 200 Hz; trimmed moving average filter; a third order Butterworth band-pass filter (0.5 Hz-45 Hz); a mean filter | data were divided into 2-s time windows with a 1-s stride between each window | z-score normalisation
447 | DenseNet201 3s Sc4 walking | Downsampled to 200 Hz; trimmed moving average filter; a third order Butterworth band-pass filter (0.5 Hz-45 Hz); a mean filter | data were divided into 4-s time windows with a 1-s stride between each window | z-score normalisation
447 | DenseNet201 3s Sc10 walking | Downsampled to 200 Hz; trimmed moving average filter; a third order Butterworth band-pass filter (0.5 Hz-45 Hz); a mean filter | data were divided into 10-s time windows with a 1-s stride between each window | z-score normalisation
447 | DenseNet201 3s Sp2 walking | Downsampled to 200 Hz; trimmed moving average filter; a third order Butterworth band-pass filter (0.5 Hz-45 Hz); a mean filter | data were divided into 2-s time windows with a 1-s stride between each window | z-score normalisation
447 | DenseNet201 3s Sp4 walking | Downsampled to 200 Hz; trimmed moving average filter; a third order Butterworth band-pass filter (0.5 Hz-45 Hz); a mean filter | data were divided into 4-s time windows with a 1-s stride between each window | z-score normalisation
447 | DenseNet201 3s Sp10 walking | Downsampled to 200 Hz; trimmed moving average filter; a third order Butterworth band-pass filter (0.5 Hz-45 Hz); a mean filter | data were divided into 10-s time windows with a 1-s stride between each window | z-score normalisation
447 | DenseNet201 3s Mel2 walking | Downsampled to 200 Hz; trimmed moving average filter; a third order Butterworth band-pass filter (0.5 Hz-45 Hz); a mean filter | data were divided into 2-s time windows with a 1-s stride between each window | z-score normalisation
447 | DenseNet201 3s Mel4 walking | Downsampled to 200 Hz; trimmed moving average filter; a third order Butterworth band-pass filter (0.5 Hz-45 Hz); a mean filter | data were divided into 4-s time windows with a 1-s stride between each window | z-score normalisation
447 | DenseNet201 3s Mel10 walking | Downsampled to 200 Hz; trimmed moving average filter; a third order Butterworth band-pass filter (0.5 Hz-45 Hz); a mean filter | data were divided into 10-s time windows with a 1-s stride between each window | z-score normalisation
447 | DenseNet201 5s Sc2 walking | Downsampled to 200 Hz; trimmed moving average filter; a third order Butterworth band-pass filter (0.5 Hz-45 Hz); a mean filter | data were divided into 2-s time windows with a 1-s stride between each window | z-score normalisation
447 | DenseNet201 5s Sc4 walking | Downsampled to 200 Hz; trimmed moving average filter; a third order Butterworth band-pass filter (0.5 Hz-45 Hz); a mean filter | data were divided into 4-s time windows with a 1-s stride between each window | z-score normalisation
447 | DenseNet201 5s Sc10 walking | Downsampled to 200 Hz; trimmed moving average filter; a third order Butterworth band-pass filter (0.5 Hz-45 Hz); a mean filter | data were divided into 10-s time windows with a 1-s stride between each window | z-score normalisation
447 | DenseNet201 5s Sp2 walking | Downsampled to 200 Hz; trimmed moving average filter; a third order Butterworth band-pass filter (0.5 Hz-45 Hz); a mean filter | data were divided into 2-s time windows with a 1-s stride between each window | z-score normalisation
447 | DenseNet201 5s Sp4 walking | Downsampled to 200 Hz; trimmed moving average filter; a third order Butterworth band-pass filter (0.5 Hz-45 Hz); a mean filter | data were divided into 4-s time windows with a 1-s stride between each window | z-score normalisation
447 | DenseNet201 5s Sp10 walking | Downsampled to 200 Hz; trimmed moving average filter; a third order Butterworth band-pass filter (0.5 Hz-45 Hz); a mean filter | data were divided into 10-s time windows with a 1-s stride between each window | z-score normalisation
447 | DenseNet201 5s Mel2 walking | Downsampled to 200 Hz; trimmed moving average filter; a third order Butterworth band-pass filter (0.5 Hz-45 Hz); a mean filter | data were divided into 2-s time windows with a 1-s stride between each window | z-score normalisation
447 | DenseNet201 5s Mel4 walking | Downsampled to 200 Hz; trimmed moving average filter; a third order Butterworth band-pass filter (0.5 Hz-45 Hz); a mean filter | data were divided into 4-s time windows with a 1-s stride between each window | z-score normalisation
447 | DenseNet201 5s Mel10 walking | Downsampled to 200 Hz; trimmed moving average filter; a third order Butterworth band-pass filter (0.5 Hz-45 Hz); a mean filter | data were divided into 10-s time windows with a 1-s stride between each window | z-score normalisation
445 | 445.0.1 / A1 | lowpass Butterworth filter (cut-off 30Hz); Fast Fourier Transform (FFT); inverse FFT to return ECG signal to the time domain | 20 points segmented around the R-peaks | not mentioned
445 | 445.0.1 / A2 | lowpass Butterworth filter (cut-off 30Hz); Fast Fourier Transform (FFT); inverse FFT to return ECG signal to the time domain | 20 points segmented around the R-peaks | not mentioned
445 | 445.0.1 / A3 | lowpass Butterworth filter (cut-off 30Hz); Fast Fourier Transform (FFT); inverse FFT to return ECG signal to the time domain | 20 points segmented around the R-peaks | not mentioned
445 | 445.0.1 / B1 | lowpass Butterworth filter (cut-off 30Hz); Fast Fourier Transform (FFT); inverse FFT to return ECG signal to the time domain | 20 points segmented around the R-peaks | not mentioned
445 | 445.0.1 / B2 | lowpass Butterworth filter (cut-off 30Hz); Fast Fourier Transform (FFT); inverse FFT to return ECG signal to the time domain | 20 points segmented around the R-peaks | not mentioned
445 | 445.0.1 / C | lowpass Butterworth filter (cut-off 30Hz); Fast Fourier Transform (FFT); inverse FFT to return ECG signal to the time domain | 20 points segmented around the R-peaks | not mentioned
486 | 486.0.1 / Exp 2 Bior1.1 D1 | biorthogonal wavelet decomposition (detail of coefficient sub-band 1, Bior 1.1) | Continuous HRV data were split into 3-second windows | No explicit normalization (implicit via wavelet)
486 | 486.0.1 / Exp 2 Bior1.1 A1 | biorthogonal wavelet decomposition (approximation of coefficient sub-band 1, Bior 1.1) | Continuous HRV data were split into 3-second windows | No explicit normalization (implicit via wavelet)
486 | 486.0.1 / Exp 2 Bior1.1 D2 | biorthogonal wavelet decomposition (detail of coefficient sub-band 2, Bior 1.1) | Continuous HRV data were split into 3-second windows | No explicit normalization (implicit via wavelet)
486 | 486.0.1 / Exp 2 Bior1.1 A2 | biorthogonal wavelet decomposition (approximation of coefficient sub-band 2, Bior 1.1) | Continuous HRV data were split into 3-second windows | No explicit normalization (implicit via wavelet)
486 | 486.0.1 / Exp 2 Bior1.1 D3 | biorthogonal wavelet decomposition (detail of coefficient sub-band 3, Bior 1.1) | Continuous HRV data were split into 3-second windows | No explicit normalization (implicit via wavelet)
486 | 486.0.1 / Exp 2 Bior1.1 A3 | biorthogonal wavelet decomposition (approximation of coefficient sub-band 3, Bior 1.1) | Continuous HRV data were split into 3-second windows | No explicit normalization (implicit via wavelet)
486 | 486.0.1 / Exp 2 Bior1.3 D1 | biorthogonal wavelet decomposition (detail of coefficient sub-band 1, Bior 1.3) | Continuous HRV data were split into 3-second windows | No explicit normalization (implicit via wavelet)
486 | 486.0.1 / Exp 2 Bior1.3 A1 | biorthogonal wavelet decomposition (approximation of coefficient sub-band 1, Bior 1.3) | Continuous HRV data were split into 3-second windows | No explicit normalization (implicit via wavelet)
486 | 486.0.1 / Exp 2 Bior1.3 D2 | biorthogonal wavelet decomposition (detail of coefficient sub-band 2, Bior 1.3) | Continuous HRV data were split into 3-second windows | No explicit normalization (implicit via wavelet)
486 | 486.0.1 / Exp 2 Bior1.3 A2 | biorthogonal wavelet decomposition (approximation of coefficient sub-band 2, Bior 1.3) | Continuous HRV data were split into 3-second windows | No explicit normalization (implicit via wavelet)
486 | 486.0.1 / Exp 2 Bior1.3 D3 | biorthogonal wavelet decomposition (detail of coefficient sub-band 3, Bior 1.3) | Continuous HRV data were split into 3-second windows | No explicit normalization (implicit via wavelet)
486 | 486.0.1 / Exp 2 Bior1.3 A3 | biorthogonal wavelet decomposition (approximation of coefficient sub-band 3, Bior 1.3) | Continuous HRV data were split into 3-second windows | No explicit normalization (implicit via wavelet)
486 | 486.0.1 / Exp 2 Bior1.5 D1 | biorthogonal wavelet decomposition (detail of coefficient sub-band 1, Bior 1.5) | Continuous HRV data were split into 3-second windows | No explicit normalization (implicit via wavelet)
486 | 486.0.1 / Exp 2 Bior1.5 A1 | biorthogonal wavelet decomposition (approximation of coefficient sub-band 1, Bior 1.5) | Continuous HRV data were split into 3-second windows | No explicit normalization (implicit via wavelet)
486 | 486.0.1 / Exp 2 Bior1.5 D2 | biorthogonal wavelet decomposition (detail of coefficient sub-band 2, Bior 1.5) | Continuous HRV data were split into 3-second windows | No explicit normalization (implicit via wavelet)
486 | 486.0.1 / Exp 2 Bior1.5 A2 | biorthogonal wavelet decomposition (approximation of coefficient sub-band 2, Bior 1.5) | Continuous HRV data were split into 3-second windows | No explicit normalization (implicit via wavelet)
486 | 486.0.1 / Exp 2 Bior1.5 D3 | biorthogonal wavelet decomposition (detail of coefficient sub-band 3, Bior 1.5) | Continuous HRV data were split into 3-second windows | No explicit normalization (implicit via wavelet)
486 | 486.0.1 / Exp 2 Bior1.5 A3 | biorthogonal wavelet decomposition (approximation of coefficient sub-band 3, Bior 1.5) | Continuous HRV data were split into 3-second windows | No explicit normalization (implicit via wavelet)
486 | 486.0.1 / Exp 2 Bior2.2 D1 | biorthogonal wavelet decomposition (detail of coefficient sub-band 1, Bior 2.2) | Continuous HRV data were split into 3-second windows | No explicit normalization (implicit via wavelet)
486 | 486.0.1 / Exp 2 Bior2.2 A1 | biorthogonal wavelet decomposition (approximation of coefficient sub-band 1, Bior 2.2) | Continuous HRV data were split into 3-second windows | No explicit normalization (implicit via wavelet)
486 | 486.0.1 / Exp 2 Bior2.2 D2 | biorthogonal wavelet decomposition (detail of coefficient sub-band 2, Bior 2.2) | Continuous HRV data were split into 3-second windows | No explicit normalization (implicit via wavelet)
486 | 486.0.1 / Exp 2 Bior2.2 A2 | biorthogonal wavelet decomposition (approximation of coefficient sub-band 2, Bior 2.2) | Continuous HRV data were split into 3-second windows | No explicit normalization (implicit via wavelet)
486 | 486.0.1 / Exp 2 Bior2.2 D3 | biorthogonal wavelet decomposition (detail of coefficient sub-band 3, Bior 2.2) | Continuous HRV data were split into 3-second windows | No explicit normalization (implicit via wavelet)
486 | 486.0.1 / Exp 2 Bior2.2 A3 | biorthogonal wavelet decomposition (approximation of coefficient sub-band 3, Bior 2.2) | Continuous HRV data were split into 3-second windows | No explicit normalization (implicit via wavelet)
486 | 486.0.1 / Exp 2 Bior2.4 D1 | biorthogonal wavelet decomposition (detail of coefficient sub-band 1, Bior 2.4) | Continuous HRV data were split into 3-second windows | No explicit normalization (implicit via wavelet)
486 | 486.0.1 / Exp 2 Bior2.4 A1 | biorthogonal wavelet decomposition (approximation of coefficient sub-band 1, Bior 2.4) | Continuous HRV data were split into 3-second windows | No explicit normalization (implicit via wavelet)
486 | 486.0.1 / Exp 2 Bior2.4 D2 | biorthogonal wavelet decomposition (detail of coefficient sub-band 2, Bior 2.4) | Continuous HRV data were split into 3-second windows | No explicit normalization (implicit via wavelet)
486 | 486.0.1 / Exp 2 Bior2.4 A2 | biorthogonal wavelet decomposition (approximation of coefficient sub-band 2, Bior 2.4) | Continuous HRV data were split into 3-second windows | No explicit normalization (implicit via wavelet)
486 | 486.0.1 / Exp 2 Bior2.4 D3 | biorthogonal wavelet decomposition (detail of coefficient sub-band 3, Bior 2.4) | Continuous HRV data were split into 3-second windows | No explicit normalization (implicit via wavelet)
486 | 486.0.1 / Exp 2 Bior2.4 A3 | biorthogonal wavelet decomposition (approximation of coefficient sub-band 3, Bior 2.4) | Continuous HRV data were split into 3-second windows | No explicit normalization (implicit via wavelet)
486 | 486.0.1 / Exp 2 Bior2.6 D1 | biorthogonal wavelet decomposition (detail of coefficient sub-band 1, Bior 2.6) | Continuous HRV data were split into 3-second windows | No explicit normalization (implicit via wavelet)
486 | 486.0.1 / Exp 2 Bior2.6 A1 | biorthogonal wavelet decomposition (approximation of coefficient sub-band 1, Bior 2.6) | Continuous HRV data were split into 3-second windows | No explicit normalization (implicit via wavelet)
486 | 486.0.1 / Exp 2 Bior2.6 D2 | biorthogonal wavelet decomposition (detail of coefficient sub-band 2, Bior 2.6) | Continuous HRV data were split into 3-second windows | No explicit normalization (implicit via wavelet)
486 | 486.0.1 / Exp 2 Bior2.6 A2 | biorthogonal wavelet decomposition (approximation of coefficient sub-band 2, Bior 2.6) | Continuous HRV data were split into 3-second windows | No explicit normalization (implicit via wavelet)
486 | 486.0.1 / Exp 2 Bior2.6 D3 | biorthogonal wavelet decomposition (detail of coefficient sub-band 3, Bior 2.6) | Continuous HRV data were split into 3-second windows | No explicit normalization (implicit via wavelet)
486 | 486.0.1 / Exp 2 Bior2.6 A3 | biorthogonal wavelet decomposition (approximation of coefficient sub-band 3, Bior 2.6) | Continuous HRV data were split into 3-second windows | No explicit normalization (implicit via wavelet)
486 | 486.0.1 / Exp 2 Bior2.8 D1 | biorthogonal wavelet decomposition (detail of coefficient sub-band 1, Bior 2.8) | Continuous HRV data were split into 3-second windows | No explicit normalization (implicit via wavelet)
486 | 486.0.1 / Exp 2 Bior2.8 A1 | biorthogonal wavelet decomposition (approximation of coefficient sub-band 1, Bior 2.8) | Continuous HRV data were split into 3-second windows | No explicit normalization (implicit via wavelet)
486 | 486.0.1 / Exp 2 Bior2.8 D2 | biorthogonal wavelet decomposition (detail of coefficient sub-band 2, Bior 2.8) | Continuous HRV data were split into 3-second windows | No explicit normalization (implicit via wavelet)
486 | 486.0.1 / Exp 2 Bior2.8 A2 | biorthogonal wavelet decomposition (approximation of coefficient sub-band 2, Bior 2.8) | Continuous HRV data were split into 3-second windows | No explicit normalization (implicit via wavelet)
486 | 486.0.1 / Exp 2 Bior2.8 D3 | biorthogonal wavelet decomposition (detail of coefficient sub-band 3, Bior 2.8) | Continuous HRV data were split into 3-second windows | No explicit normalization (implicit via wavelet)
486 | 486.0.1 / Exp 2 Bior2.8 A3 | biorthogonal wavelet decomposition (approximation of coefficient sub-band 3, Bior 2.8) | Continuous HRV data were split into 3-second windows | No explicit normalization (implicit via wavelet)
486 | 486.0.1 / Exp 2 Bior3.1 D1 | biorthogonal wavelet decomposition (detail of coefficient sub-band 1, Bior 3.1) | Continuous HRV data were split into 3-second windows | No explicit normalization (implicit via wavelet)
486 | 486.0.1 / Exp 2 Bior3.1 A1 | biorthogonal wavelet decomposition (approximation of coefficient sub-band 1, Bior 3.1) | Continuous HRV data were split into 3-second windows | No explicit normalization (implicit via wavelet)
486 | 486.0.1 / Exp 2 Bior3.1 D2 | biorthogonal wavelet decomposition (detail of coefficient sub-band 2, Bior 3.1) | Continuous HRV data were split into 3-second windows | No explicit normalization (implicit via wavelet)
486 | 486.0.1 / Exp 2 Bior3.1 A2 | biorthogonal wavelet decomposition (approximation of coefficient sub-band 2, Bior 3.1) | Continuous HRV data were split into 3-second windows | No explicit normalization (implicit via wavelet)
486 | 486.0.1 / Exp 2 Bior3.1 D3 | biorthogonal wavelet decomposition (detail of coefficient sub-band 3, Bior 3.1) | Continuous HRV data were split into 3-second windows | No explicit normalization (implicit via wavelet)
486 | 486.0.1 / Exp 2 Bior3.1 A3 | biorthogonal wavelet decomposition (approximation of coefficient sub-band 3, Bior 3.1) | Continuous HRV data were split into 3-second windows | No explicit normalization (implicit via wavelet)
486 | 486.0.1 / Exp 2 Bior3.3 D1 | biorthogonal wavelet decomposition (detail of coefficient sub-band 1, Bior 3.3) | Continuous HRV data were split into 3-second windows | No explicit normalization (implicit via wavelet)
486 | 486.0.1 / Exp 2 Bior3.3 A1 | biorthogonal wavelet decomposition (approximation of coefficient sub-band 1, Bior 3.3) | Continuous HRV data were split into 3-second windows | No explicit normalization (implicit via wavelet)
486 | 486.0.1 / Exp 2 Bior3.3 D2 | biorthogonal wavelet decomposition (detail of coefficient sub-band 2, Bior 3.3) | Continuous HRV data were split into 3-second windows | No explicit normalization (implicit via wavelet)
486 | 486.0.1 / Exp 2 Bior3.3 A2 | biorthogonal wavelet decomposition (approximation of coefficient sub-band 2, Bior 3.3) | Continuous HRV data were split into 3-second windows | No explicit normalization (implicit via wavelet)
486 | 486.0.1 / Exp 2 Bior3.3 D3 | biorthogonal wavelet decomposition (detail of coefficient sub-band 3, Bior 3.3) | Continuous HRV data were split into 3-second windows | No explicit normalization (implicit via wavelet)
486 | 486.0.1 / Exp 2 Bior3.3 A3 | biorthogonal wavelet decomposition (approximation of coefficient sub-band 3, Bior 3.3) | Continuous HRV data were split into 3-second windows | No explicit normalization (implicit via wavelet)
486 | 486.0.1 / Exp 2 Bior3.5 D1 | biorthogonal wavelet decomposition (detail of coefficient sub-band 1, Bior 3.5) | Continuous HRV data were split into 3-second windows | No explicit normalization (implicit via wavelet)
486 | 486.0.1 / Exp 2 Bior3.5 A1 | biorthogonal wavelet decomposition (approximation of coefficient sub-band 1, Bior 3.5) | Continuous HRV data were split into 3-second windows | No explicit normalization (implicit via wavelet)
486 | 486.0.1 / Exp 2 Bior3.5 D2 | biorthogonal wavelet decomposition (detail of coefficient sub-band 2, Bior 3.5) | Continuous HRV data were split into 3-second windows | No explicit normalization (implicit via wavelet)
486 | 486.0.1 / Exp 2 Bior3.5 A2 | biorthogonal wavelet decomposition (approximation of coefficient sub-band 2, Bior 3.5) | Continuous HRV data were split into 3-second windows | No explicit normalization (implicit via wavelet)
486 | 486.0.1 / Exp 2 Bior3.5 D3 | biorthogonal wavelet decomposition (detail of coefficient sub-band 3, Bior 3.5) | Continuous HRV data were split into 3-second windows | No explicit normalization (implicit via wavelet)
486 | 486.0.1 / Exp 2 Bior3.5 A3 | biorthogonal wavelet decomposition (approximation of coefficient sub-band 3, Bior 3.5) | Continuous HRV data were split into 3-second windows | No explicit normalization (implicit via wavelet)
486 | 486.0.1 / Exp 2 Bior3.7 D1 | biorthogonal wavelet decomposition (detail of coefficient sub-band 1, Bior 3.7) | Continuous HRV data were split into 3-second windows | No explicit normalization (implicit via wavelet)
486 | 486.0.1 / Exp 2 Bior3.7 A1 | biorthogonal wavelet decomposition (approximation of coefficient sub-band 1, Bior 3.7) | Continuous HRV data were split into 3-second windows | No explicit normalization (implicit via wavelet)
486 | 486.0.1 / Exp 2 Bior3.7 D2 | biorthogonal wavelet decomposition (detail of coefficient sub-band 2, Bior 3.7) | Continuous HRV data were split into 3-second windows | No explicit normalization (implicit via wavelet)
486 | 486.0.1 / Exp 2 Bior3.7 A2 | biorthogonal wavelet decomposition (approximation of coefficient sub-band 2, Bior 3.7) | Continuous HRV data were split into 3-second windows | No explicit normalization (implicit via wavelet)
486 | 486.0.1 / Exp 2 Bior3.7 D3 | biorthogonal wavelet decomposition (detail of coefficient sub-band 3, Bior 3.7) | Continuous HRV data were split into 3-second windows | No explicit normalization (implicit via wavelet)
486 | 486.0.1 / Exp 2 Bior3.7 A3 | biorthogonal wavelet decomposition (approximation of coefficient sub-band 3, Bior 3.7) | Continuous HRV data were split into 3-second windows | No explicit normalization (implicit via wavelet)
486 | 486.0.1 / Exp 2 Bior3.9 D1 | biorthogonal wavelet decomposition (detail of coefficient sub-band 1, Bior 3.9) | Continuous HRV data were split into 3-second windows | No explicit normalization (implicit via wavelet)
486 | 486.0.1 / Exp 2 Bior3.9 A1 | biorthogonal wavelet decomposition (approximation of coefficient sub-band 1, Bior 3.9) | Continuous HRV data were split into 3-second windows | No explicit normalization (implicit via wavelet)
486 | 486.0.1 / Exp 2 Bior3.9 D2 | biorthogonal wavelet decomposition (detail of coefficient sub-band 2, Bior 3.9) | Continuous HRV data were split into 3-second windows | No explicit normalization (implicit via wavelet)
486 | 486.0.1 / Exp 2 Bior3.9 A2 | biorthogonal wavelet decomposition (approximation of coefficient sub-band 2, Bior 3.9) | Continuous HRV data were split into 3-second windows | No explicit normalization (implicit via wavelet)
486 | 486.0.1 / Exp 2 Bior3.9 D3 | biorthogonal wavelet decomposition (detail of coefficient sub-band 3, Bior 3.9) | Continuous HRV data were split into 3-second windows | No explicit normalization (implicit via wavelet)
486 | 486.0.1 / Exp 2 Bior3.9 A3 | biorthogonal wavelet decomposition (approximation of coefficient sub-band 3, Bior 3.9) | Continuous HRV data were split into 3-second windows | No explicit normalization (implicit via wavelet)
486 | 486.0.1 / Exp 2 Bior4.4 D1 | biorthogonal wavelet decomposition (detail of coefficient sub-band 1, Bior 4.4) | Continuous HRV data were split into 3-second windows | No explicit normalization (implicit via wavelet)
486 | 486.0.1 / Exp 2 Bior4.4 A1 | biorthogonal wavelet decomposition (approximation of coefficient sub-band 1, Bior 4.4) | Continuous HRV data were split into 3-second windows | No explicit normalization (implicit via wavelet)
486 | 486.0.1 / Exp 2 Bior4.4 D2 | biorthogonal wavelet decomposition (detail of coefficient sub-band 2, Bior 4.4) | Continuous HRV data were split into 3-second windows | No explicit normalization (implicit via wavelet)
486 | 486.0.1 / Exp 2 Bior4.4 A2 | biorthogonal wavelet decomposition (approximation of coefficient sub-band 2, Bior 4.4) | Continuous HRV data were split into 3-second windows | No explicit normalization (implicit via wavelet)
486 | 486.0.1 / Exp 2 Bior4.4 D3 | biorthogonal wavelet decomposition (detail of coefficient sub-band 3, Bior 4.4) | Continuous HRV data were split into 3-second windows | No explicit normalization (implicit via wavelet)
486 | 486.0.1 / Exp 2 Bior4.4 A3 | biorthogonal wavelet decomposition (approximation of coefficient sub-band 3, Bior 4.4) | Continuous HRV data were split into 3-second windows | No explicit normalization (implicit via wavelet)
486 | 486.0.1 / Exp 2 Bior5.5 D1 | biorthogonal wavelet decomposition (detail of coefficient sub-band 1, Bior 5.5) | Continuous HRV data were split into 3-second windows | No explicit normalization (implicit via wavelet)
486 | 486.0.1 / Exp 2 Bior5.5 A1 | biorthogonal wavelet decomposition (approximation of coefficient sub-band 1, Bior 5.5) | Continuous HRV data were split into 3-second windows | No explicit normalization (implicit via wavelet)
486 | 486.0.1 / Exp 2 Bior5.5 D2 | biorthogonal wavelet decomposition (detail of coefficient sub-band 2, Bior 5.5) | Continuous HRV data were split into 3-second windows | No explicit normalization (implicit via wavelet)
486 | 486.0.1 / Exp 2 Bior5.5 A2 | biorthogonal wavelet decomposition (approximation of coefficient sub-band 2, Bior 5.5) | Continuous HRV data were split into 3-second windows | No explicit normalization (implicit via wavelet)
486 | 486.0.1 / Exp 2 Bior5.5 D3 | biorthogonal wavelet decomposition (detail of coefficient sub-band 3, Bior 5.5) | Continuous HRV data were split into 3-second windows | No explicit normalization (implicit via wavelet)
486 | 486.0.1 / Exp 2 Bior5.5 A3 | biorthogonal wavelet decomposition (approximation of coefficient sub-band 3, Bior 5.5) | Continuous HRV data were split into 3-second windows | No explicit normalization (implicit via wavelet)
486 | 486.0.1 / Exp 2 Bior6.8 D1 | biorthogonal wavelet decomposition (detail of coefficient sub-band 1, Bior 6.8) | Continuous HRV data were split into 3-second windows | No explicit normalization (implicit via wavelet)
486 | 486.0.1 / Exp 2 Bior6.8 A1 | biorthogonal wavelet decomposition (approximation of coefficient sub-band 1, Bior 6.8) | Continuous HRV data were split into 3-second windows | No explicit normalization (implicit via wavelet)
486 | 486.0.1 / Exp 2 Bior6.8 D2 | biorthogonal wavelet decomposition (detail of coefficient sub-band 2, Bior 6.8) | Continuous HRV data were split into 3-second windows | No explicit normalization (implicit via wavelet)
486 | 486.0.1 / Exp 2 Bior6.8 A2 | biorthogonal wavelet decomposition (approximation of coefficient sub-band 2, Bior 6.8) | Continuous HRV data were split into 3-second windows | No explicit normalization (implicit via wavelet)
486 | 486.0.1 / Exp 2 Bior6.8 D3 | biorthogonal wavelet decomposition (detail of coefficient sub-band 3, Bior 6.8) | Continuous HRV data were split into 3-second windows | No explicit normalization (implicit via wavelet)
486 | 486.0.1 / Exp 2 Bior6.8 A3 | biorthogonal wavelet decomposition (approximation of coefficient sub-band 3, Bior 6.8) | Continuous HRV data were split into 3-second windows | No explicit normalization (implicit via wavelet)
486 | 486.0.1 / Exp 3 Bior1.1 Approx. Coefficient Fusion | biorthogonal wavelet decomposition (approximation of coefficient, Bior 1.1) | Continuous HRV data were split into 3-second windows | No explicit normalization (implicit via wavelet)
486 | 486.0.1 / Exp 3 Bior1.1 Coefficient Fusion | biorthogonal wavelet decomposition (detail of coefficient, Bior 1.1) | Continuous HRV data were split into 3-second windows | No explicit normalization (implicit via wavelet)
486 | 486.0.1 / Exp 3 Bior1.3 Approx. Coefficient Fusion | biorthogonal wavelet decomposition (approximation of coefficient, Bior 1.3) | Continuous HRV data were split into 3-second windows | No explicit normalization (implicit via wavelet)
486 | 486.0.1 / Exp 3 Bior1.3 Coefficient Fusion | biorthogonal wavelet decomposition (detail of coefficient, Bior 1.3) | Continuous HRV data were split into 3-second windows | No explicit normalization (implicit via wavelet)
486 | Approx | biorthogonal wavelet decomposition (approximation of coefficient) | Continuous HRV data were split into 3-second windows | No explicit normalization (implicit via wavelet)
486 | Coef | biorthogonal wavelet decomposition (detail of coefficient) | Continuous HRV data were split into 3-second windows | No explicit normalization (implicit via wavelet)
382 | 382.0.1 HR CNN | not described | time-synchronized 10-minute windows (720 heart rate windows for feature extraction) with 50% overlap | not described
382 | 382.0.1 HR RNN | not described | time-synchronized 10-minute windows (720 heart rate windows for feature extraction) with 50% overlap | not described
382 | 382.0.1 HR CRNN | not described | time-synchronized 10-minute windows (720 heart rate windows for feature extraction) with 50% overlap | not described
382 | 382.0.1 HRB CNN | not described | time-synchronized 10-minute windows (720 heart rate windows for feature extraction) with 50% overlap | not described
382 | 382.0.1 HRB RNN | not described | time-synchronized 10-minute windows (720 heart rate windows for feature extraction) with 50% overlap | not described
382 | 382.0.1 HRB CRNN | not described | time-synchronized 10-minute windows (720 heart rate windows for feature extraction) with 50% overlap | not described
374 | 374.0.1 | band-pass 4th order Butterworth filter (cut-off frequencies 0.1 – 18 Hz) | segmentation into 6s overlapping 8s windows (every 2s a new window starts) | z-score normalization
266 | 15 15 20 15 | band-pass 4th order Butterworth filter (cut-off frequencies 0.1 – 18 Hz) | not described | z-score normalization
266 | 15 15 30 15 | band-pass 4th order Butterworth filter (cut-off frequencies 0.1 – 18 Hz) | not described | z-score normalization
266 | 15 15 40 15 | band-pass 4th order Butterworth filter (cut-off frequencies 0.1 – 18 Hz) | not described | z-score normalization
266 | 15 15 50 15 | band-pass 4th order Butterworth filter (cut-off frequencies 0.1 – 18 Hz) | not described | z-score normalization
266 | 30 15 20 15 | band-pass 4th order Butterworth filter (cut-off frequencies 0.1 – 18 Hz) | not described | z-score normalization
266 | 30 15 30 15 | band-pass 4th order Butterworth filter (cut-off frequencies 0.1 – 18 Hz) | not described | z-score normalization
266 | 30 15 40 15 | band-pass 4th order Butterworth filter (cut-off frequencies 0.1 – 18 Hz) | not described | z-score normalization
266 | 30 15 50 15 | band-pass 4th order Butterworth filter (cut-off frequencies 0.1 – 18 Hz) | not described | z-score normalization
266 | 30 32 20 15 | band-pass 4th order Butterworth filter (cut-off frequencies 0.1 – 18 Hz) | not described | z-score normalization
266 | 30 32 30 32 | band-pass 4th order Butterworth filter (cut-off frequencies 0.1 – 18 Hz) | not described | z-score normalization
266 | 30 32 40 32 | band-pass 4th order Butterworth filter (cut-off frequencies 0.1 – 18 Hz) | not described | z-score normalization
266 | 30 32 50 32 | band-pass 4th order Butterworth filter (cut-off frequencies 0.1 – 18 Hz) | not described | z-score normalization

## Feature extraction and selectio
id | experience | Features | Feature selection | Feature number considered | Feature number selected
28 |  | time series data (Automatic feature extraction via DL) | Implicit via training; no explicit selection mechanism
36 | Hexoskin M50 NB | Fiducial features, manhattan- and euclidian distances: Qamp, Ramp, Samp, Tamp, QQman, RRman, SSman, TTman, QQeuc, RReuc, SSeuc, TTeuc, Manhattan distances of QR, ST, RS, RT, QS, QT, RST, and QRS for 1/2/3 peaks | all features examined individually for direct verification performance | 28
36 | Hexoskin M40 NB | Fiducial features, manhattan- and euclidian distances: Qamp, Ramp, Samp, Tamp, QQman, RRman, SSman, TTman, QQeuc, RReuc, SSeuc, TTeuc, Manhattan distances of QR, ST, RS, RT, QS, QT, RST, and QRS for 1/2/3 peaks | all features examined individually for direct verification performance | 28
36 | Hexoskin M30 NB | Fiducial features, manhattan- and euclidian distances: Qamp, Ramp, Samp, Tamp, QQman, RRman, SSman, TTman, QQeuc, RReuc, SSeuc, TTeuc, Manhattan distances of QR, ST, RS, RT, QS, QT, RST, and QRS for 1/2/3 peaks | all features examined individually for direct verification performance | 28
36 | Hexoskin E50 NB | Fiducial features, manhattan- and euclidian distances: Qamp, Ramp, Samp, Tamp, QQman, RRman, SSman, TTman, QQeuc, RReuc, SSeuc, TTeuc, Manhattan distances of QR, ST, RS, RT, QS, QT, RST, and QRS for 1/2/3 peaks | all features examined individually for direct verification performance | 28
36 | Hexoskin E40 NB | Fiducial features, manhattan- and euclidian distances: Qamp, Ramp, Samp, Tamp, QQman, RRman, SSman, TTman, QQeuc, RReuc, SSeuc, TTeuc, Manhattan distances of QR, ST, RS, RT, QS, QT, RST, and QRS for 1/2/3 peaks | all features examined individually for direct verification performance | 28
36 | Hexoskin E30 NB | Fiducial features, manhattan- and euclidian distances: Qamp, Ramp, Samp, Tamp, QQman, RRman, SSman, TTman, QQeuc, RReuc, SSeuc, TTeuc, Manhattan distances of QR, ST, RS, RT, QS, QT, RST, and QRS for 1/2/3 peaks | all features examined individually for direct verification performance | 28
36 | Hexoskin M50 DT | Fiducial features, manhattan- and euclidian distances: Qamp, Ramp, Samp, Tamp, QQman, RRman, SSman, TTman, QQeuc, RReuc, SSeuc, TTeuc, Manhattan distances of QR, ST, RS, RT, QS, QT, RST, and QRS for 1/2/3 peaks | all features examined individually for direct verification performance | 28
36 | Hexoskin M40 DT | Fiducial features, manhattan- and euclidian distances: Qamp, Ramp, Samp, Tamp, QQman, RRman, SSman, TTman, QQeuc, RReuc, SSeuc, TTeuc, Manhattan distances of QR, ST, RS, RT, QS, QT, RST, and QRS for 1/2/3 peaks | all features examined individually for direct verification performance | 28
36 | Hexoskin M30 DT | Fiducial features, manhattan- and euclidian distances: Qamp, Ramp, Samp, Tamp, QQman, RRman, SSman, TTman, QQeuc, RReuc, SSeuc, TTeuc, Manhattan distances of QR, ST, RS, RT, QS, QT, RST, and QRS for 1/2/3 peaks | all features examined individually for direct verification performance | 28
36 | Hexoskin E50 DT | Fiducial features, manhattan- and euclidian distances: Qamp, Ramp, Samp, Tamp, QQman, RRman, SSman, TTman, QQeuc, RReuc, SSeuc, TTeuc, Manhattan distances of QR, ST, RS, RT, QS, QT, RST, and QRS for 1/2/3 peaks | all features examined individually for direct verification performance | 28
36 | Hexoskin E40 DT | Fiducial features, manhattan- and euclidian distances: Qamp, Ramp, Samp, Tamp, QQman, RRman, SSman, TTman, QQeuc, RReuc, SSeuc, TTeuc, Manhattan distances of QR, ST, RS, RT, QS, QT, RST, and QRS for 1/2/3 peaks | all features examined individually for direct verification performance | 28
36 | Hexoskin E30 DT | Fiducial features, manhattan- and euclidian distances: Qamp, Ramp, Samp, Tamp, QQman, RRman, SSman, TTman, QQeuc, RReuc, SSeuc, TTeuc, Manhattan distances of QR, ST, RS, RT, QS, QT, RST, and QRS for 1/2/3 peaks | all features examined individually for direct verification performance | 28
43 |  | invariant features of “RR” intervals
55 | Empatica kNN 9/1 | Mean RR, STD RR, RMSSD, pNN50, HRV triangular index, TINN, SDSD, LF, HF, LF/HF, VLF | correlation-based stepwise feature selection (none excluded) | 11 | 11
55 | Empatica RF 9/1 | Mean RR, STD RR, RMSSD, pNN50, HRV triangular index, TINN, SDSD, LF, HF, LF/HF, VLF | correlation-based stepwise feature selection (none excluded) | 11 | 11
55 | Empatica MLP 9/1 | Mean RR, STD RR, RMSSD, pNN50, HRV triangular index, TINN, SDSD, LF, HF, LF/HF, VLF | correlation-based stepwise feature selection (none excluded) | 11 | 11
55 | Empatica LR 9/1 | Mean RR, STD RR, RMSSD, pNN50, HRV triangular index, TINN, SDSD, LF, HF, LF/HF, VLF | correlation-based stepwise feature selection (none excluded) | 11 | 11
55 | Empatica NB 9/1 | Mean RR, STD RR, RMSSD, pNN50, HRV triangular index, TINN, SDSD, LF, HF, LF/HF, VLF | correlation-based stepwise feature selection (none excluded) | 11 | 11
55 | S kNN 9/1 | Mean RR, STD RR, RMSSD, pNN50, HRV triangular index, TINN, SDSD, LF, HF, LF/HF, VLF | correlation-based stepwise feature selection (none excluded) | 11 | 11
55 | S RF 9/1 | Mean RR, STD RR, RMSSD, pNN50, HRV triangular index, TINN, SDSD, LF, HF, LF/HF, VLF | correlation-based stepwise feature selection (none excluded) | 11 | 11
55 | S MLP 9/1 | Mean RR, STD RR, RMSSD, pNN50, HRV triangular index, TINN, SDSD, LF, HF, LF/HF, VLF | correlation-based stepwise feature selection (none excluded) | 11 | 11
55 | S LR 9/1 | Mean RR, STD RR, RMSSD, pNN50, HRV triangular index, TINN, SDSD, LF, HF, LF/HF, VLF | correlation-based stepwise feature selection (none excluded) | 11 | 11
55 | S NB 9/1 | Mean RR, STD RR, RMSSD, pNN50, HRV triangular index, TINN, SDSD, LF, HF, LF/HF, VLF | correlation-based stepwise feature selection (none excluded) | 11 | 11
55 | S2 kNN 9/1 | Mean RR, STD RR, RMSSD, pNN50, HRV triangular index, TINN, SDSD, LF, HF, LF/HF, VLF | correlation-based stepwise feature selection (none excluded) | 11 | 11
55 | S2 RF 9/1 | Mean RR, STD RR, RMSSD, pNN50, HRV triangular index, TINN, SDSD, LF, HF, LF/HF, VLF | correlation-based stepwise feature selection (none excluded) | 11 | 11
55 | S2 MLP 9/1 | Mean RR, STD RR, RMSSD, pNN50, HRV triangular index, TINN, SDSD, LF, HF, LF/HF, VLF | correlation-based stepwise feature selection (none excluded) | 11 | 11
55 | S2 LR 9/1 | Mean RR, STD RR, RMSSD, pNN50, HRV triangular index, TINN, SDSD, LF, HF, LF/HF, VLF | correlation-based stepwise feature selection (none excluded) | 11 | 11
55 | S2 NB 9/1 | Mean RR, STD RR, RMSSD, pNN50, HRV triangular index, TINN, SDSD, LF, HF, LF/HF, VLF | correlation-based stepwise feature selection (none excluded) | 11 | 11
55 | Empatica kNN 7/3 | Mean RR, STD RR, RMSSD, pNN50, HRV triangular index, TINN, SDSD, LF, HF, LF/HF, VLF | correlation-based stepwise feature selection (none excluded) | 11 | 11
55 | Empatica RF 7/3 | Mean RR, STD RR, RMSSD, pNN50, HRV triangular index, TINN, SDSD, LF, HF, LF/HF, VLF | correlation-based stepwise feature selection (none excluded) | 11 | 11
55 | Empatica MLP 7/3 | Mean RR, STD RR, RMSSD, pNN50, HRV triangular index, TINN, SDSD, LF, HF, LF/HF, VLF | correlation-based stepwise feature selection (none excluded) | 11 | 11
55 | Empatica LR 7/3 | Mean RR, STD RR, RMSSD, pNN50, HRV triangular index, TINN, SDSD, LF, HF, LF/HF, VLF | correlation-based stepwise feature selection (none excluded) | 11 | 11
55 | Empatica NB 7/3 | Mean RR, STD RR, RMSSD, pNN50, HRV triangular index, TINN, SDSD, LF, HF, LF/HF, VLF | correlation-based stepwise feature selection (none excluded) | 11 | 11
55 | S kNN 7/3 | Mean RR, STD RR, RMSSD, pNN50, HRV triangular index, TINN, SDSD, LF, HF, LF/HF, VLF | correlation-based stepwise feature selection (none excluded) | 11 | 11
55 | S RF 7/3 | Mean RR, STD RR, RMSSD, pNN50, HRV triangular index, TINN, SDSD, LF, HF, LF/HF, VLF | correlation-based stepwise feature selection (none excluded) | 11 | 11
55 | S MLP 7/3 | Mean RR, STD RR, RMSSD, pNN50, HRV triangular index, TINN, SDSD, LF, HF, LF/HF, VLF | correlation-based stepwise feature selection (none excluded) | 11 | 11
55 | S LR 7/3 | Mean RR, STD RR, RMSSD, pNN50, HRV triangular index, TINN, SDSD, LF, HF, LF/HF, VLF | correlation-based stepwise feature selection (none excluded) | 11 | 11
55 | S NB 7/3 | Mean RR, STD RR, RMSSD, pNN50, HRV triangular index, TINN, SDSD, LF, HF, LF/HF, VLF | correlation-based stepwise feature selection (none excluded) | 11 | 11
55 | S2 kNN 7/3 | Mean RR, STD RR, RMSSD, pNN50, HRV triangular index, TINN, SDSD, LF, HF, LF/HF, VLF | correlation-based stepwise feature selection (none excluded) | 11 | 11
55 | S2 RF 7/3 | Mean RR, STD RR, RMSSD, pNN50, HRV triangular index, TINN, SDSD, LF, HF, LF/HF, VLF | correlation-based stepwise feature selection (none excluded) | 11 | 11
55 | S2 MLP 7/3 | Mean RR, STD RR, RMSSD, pNN50, HRV triangular index, TINN, SDSD, LF, HF, LF/HF, VLF | correlation-based stepwise feature selection (none excluded) | 11 | 11
55 | S2 LR 7/3 | Mean RR, STD RR, RMSSD, pNN50, HRV triangular index, TINN, SDSD, LF, HF, LF/HF, VLF | correlation-based stepwise feature selection (none excluded) | 11 | 11
55 | S2 NB 7/3 | Mean RR, STD RR, RMSSD, pNN50, HRV triangular index, TINN, SDSD, LF, HF, LF/HF, VLF | correlation-based stepwise feature selection (none excluded) | 11 | 11
75 | SVM AC/DCT | 20 autocorrelation (AC) and discrete cosine transform (DCT) features from I and Q waveforms | PCA | 40 | 24
75 | RF AC/DCT | 20 autocorrelation (AC) and discrete cosine transform (DCT) features from I and Q waveforms | PCA | 40 | 24
75 | XGB AC/DCT | 20 autocorrelation (AC) and discrete cosine transform (DCT) features from I and Q waveforms | PCA | 40 | 24
75 | MLP AC/DCT | 20 autocorrelation (AC) and discrete cosine transform (DCT) features from I and Q waveforms | PCA | 40 | 24
75 | SVM MFCC | 24 mel-frequency cepstrum coefficient (MFCC) features from I and Q waveforms | PCA | 48 | 24
75 | RF MFCC | 24 mel-frequency cepstrum coefficient (MFCC) features from I and Q waveforms | PCA | 48 | 24
75 | XGB MFCC | 24 mel-frequency cepstrum coefficient (MFCC) features from I and Q waveforms | PCA | 48 | 24
75 | MLP MFCC | 24 mel-frequency cepstrum coefficient (MFCC) features from I and Q waveforms | PCA | 48 | 24
75 | SVM AC/DCT+MFCC | autocorrelation (AC), discrete cosine transform (DCT), and the mel-frequency cepstrum coefficient (MFCC); (20 AC/DCT and 24 MFCC features) from I and Q waveforms | PCA | 88 | 24
75 | RF AC/DCT+MFCC | autocorrelation (AC), discrete cosine transform (DCT), and the mel-frequency cepstrum coefficient (MFCC); (20 AC/DCT and 24 MFCC features) from I and Q waveforms | PCA | 88 | 24
75 | XGB AC/DCT+MFCC | autocorrelation (AC), discrete cosine transform (DCT), and the mel-frequency cepstrum coefficient (MFCC); (20 AC/DCT and 24 MFCC features) from I and Q waveforms | PCA | 88 | 24
75 | MLP AC/DCT+MFCC | autocorrelation (AC), discrete cosine transform (DCT), and the mel-frequency cepstrum coefficient (MFCC); (20 AC/DCT and 24 MFCC features) from I and Q waveforms | PCA | 88 | 24
75 | SVM rr | autocorrelation (AC), discrete cosine transform (DCT), and the mel-frequency cepstrum coefficient (MFCC); (20 AC/DCT and 24 MFCC features) from I and Q waveforms | PCA | 88 | 24
75 | SVM ww | autocorrelation (AC), discrete cosine transform (DCT), and the mel-frequency cepstrum coefficient (MFCC); (20 AC/DCT and 24 MFCC features) from I and Q waveforms | PCA | 88 | 24
75 | SVM rw | autocorrelation (AC), discrete cosine transform (DCT), and the mel-frequency cepstrum coefficient (MFCC); (20 AC/DCT and 24 MFCC features) from I and Q waveforms | PCA | 88 | 24
75 | RF rr | autocorrelation (AC), discrete cosine transform (DCT), and the mel-frequency cepstrum coefficient (MFCC); (20 AC/DCT and 24 MFCC features) from I and Q waveforms | PCA | 88 | 24
75 | RF ww | autocorrelation (AC), discrete cosine transform (DCT), and the mel-frequency cepstrum coefficient (MFCC); (20 AC/DCT and 24 MFCC features) from I and Q waveforms | PCA | 88 | 24
75 | RF rw | autocorrelation (AC), discrete cosine transform (DCT), and the mel-frequency cepstrum coefficient (MFCC); (20 AC/DCT and 24 MFCC features) from I and Q waveforms | PCA | 88 | 24
75 | XGB rr | autocorrelation (AC), discrete cosine transform (DCT), and the mel-frequency cepstrum coefficient (MFCC); (20 AC/DCT and 24 MFCC features) from I and Q waveforms | PCA | 88 | 24
75 | XGB ww | autocorrelation (AC), discrete cosine transform (DCT), and the mel-frequency cepstrum coefficient (MFCC); (20 AC/DCT and 24 MFCC features) from I and Q waveforms | PCA | 88 | 24
75 | XGB rw | autocorrelation (AC), discrete cosine transform (DCT), and the mel-frequency cepstrum coefficient (MFCC); (20 AC/DCT and 24 MFCC features) from I and Q waveforms | PCA | 88 | 24
75 | MLP rr | autocorrelation (AC), discrete cosine transform (DCT), and the mel-frequency cepstrum coefficient (MFCC); (20 AC/DCT and 24 MFCC features) from I and Q waveforms | PCA | 88 | 24
75 | MLP ww | autocorrelation (AC), discrete cosine transform (DCT), and the mel-frequency cepstrum coefficient (MFCC); (20 AC/DCT and 24 MFCC features) from I and Q waveforms | PCA | 88 | 24
75 | MLP rw | autocorrelation (AC), discrete cosine transform (DCT), and the mel-frequency cepstrum coefficient (MFCC); (20 AC/DCT and 24 MFCC features) from I and Q waveforms | PCA | 88 | 24
75 | 1D CNN rr | autocorrelation (AC), discrete cosine transform (DCT), and the mel-frequency cepstrum coefficient (MFCC); (20 AC/DCT and 24 MFCC features) from I and Q waveforms | PCA | 88 | 24
75 | 1D CNN ww | autocorrelation (AC), discrete cosine transform (DCT), and the mel-frequency cepstrum coefficient (MFCC); (20 AC/DCT and 24 MFCC features) from I and Q waveforms | PCA | 88 | 24
75 | 1D CNN rw | autocorrelation (AC), discrete cosine transform (DCT), and the mel-frequency cepstrum coefficient (MFCC); (20 AC/DCT and 24 MFCC features) from I and Q waveforms | PCA | 88 | 24
147 | Right Hand Vertical Sit | cleaned time series | none | complete time series | time series
147 | Right Hand Horizontal Sit | cleaned time series | none | complete time series | time series
147 | Right Hand Dorsal-Ventral Sit | cleaned time series | none | complete time series | time series
147 | Left Hand Vertical Sit | cleaned time series | none | complete time series | time series
147 | Left Hand Horizontal Sit | cleaned time series | none | complete time series | time series
147 | Left Hand Dorsal-Ventral Sit | cleaned time series | none | complete time series | time series
147 | Left Carotid Vertical Sit | cleaned time series | none | complete time series | time series
147 | Left Carotid Horizontal Sit | cleaned time series | none | complete time series | time series
147 | Left Carotid Dorsal-Ventral Sit | cleaned time series | none | complete time series | time series
147 | Heart Vertical Sit | cleaned time series | none | complete time series | time series
147 | Heart Horizontal Sit | cleaned time series | none | complete time series | time series
147 | Heart Dorsal-Ventral Sit | cleaned time series | none | complete time series | time series
147 | Sternum Vertical Sit | cleaned time series | none | complete time series | time series
147 | Sternum Horizontal Sit | cleaned time series | none | complete time series | time series
147 | Sternum Dorsal-Ventral Sit | cleaned time series | none | complete time series | time series
147 | Right Hand Vertical Resilient Sit | cleaned time series | none | complete time series | time series
147 | Right Hand Horizontal Resilient Sit | cleaned time series | none | complete time series | time series
147 | Right Hand Dorsal-Ventral Resilient Sit | cleaned time series | none | complete time series | time series
147 | Left Hand Vertical Resilient Sit | cleaned time series | none | complete time series | time series
147 | Left Hand Horizontal Resilient Sit | cleaned time series | none | complete time series | time series
147 | Left Hand Dorsal-Ventral Resilient Sit | cleaned time series | none | complete time series | time series
147 | Left Carotid Vertical Resilient Sit | cleaned time series | none | complete time series | time series
147 | Left Carotid Horizontal Resilient Sit | cleaned time series | none | complete time series | time series
147 | Left Carotid Dorsal-Ventral Resilient Sit | cleaned time series | none | complete time series | time series
147 | Heart Vertical Resilient Sit | cleaned time series | none | complete time series | time series
147 | Heart Horizontal Resilient Sit | cleaned time series | none | complete time series | time series
147 | Heart Dorsal-Ventral Resilient Sit | cleaned time series | none | complete time series | time series
147 | Sternum Vertical Resilient Sit | cleaned time series | none | complete time series | time series
147 | Sternum Horizontal Resilient Sit | cleaned time series | none | complete time series | time series
147 | Sternum Dorsal-Ventral Resilient Sit | cleaned time series | none | complete time series | time series
147 | Right Hand Vertical Stand | cleaned time series | none | complete time series | time series
147 | Right Hand Horizontal Stand | cleaned time series | none | complete time series | time series
147 | Right Hand Dorsal-Ventral Stand | cleaned time series | none | complete time series | time series
147 | Left Hand Vertical Stand | cleaned time series | none | complete time series | time series
147 | Left Hand Horizontal Stand | cleaned time series | none | complete time series | time series
147 | Left Hand Dorsal-Ventral Stand | cleaned time series | none | complete time series | time series
147 | Left Carotid Vertical Stand | cleaned time series | none | complete time series | time series
147 | Left Carotid Horizontal Stand | cleaned time series | none | complete time series | time series
147 | Left Carotid Dorsal-Ventral Stand | cleaned time series | none | complete time series | time series
147 | Heart Vertical Stand | cleaned time series | none | complete time series | time series
147 | Heart Horizontal Stand | cleaned time series | none | complete time series | time series
147 | Heart Dorsal-Ventral Stand | cleaned time series | none | complete time series | time series
147 | Sternum Vertical Stand | cleaned time series | none | complete time series | time series
147 | Sternum Horizontal Stand | cleaned time series | none | complete time series | time series
147 | Sternum Dorsal-Ventral Stand | cleaned time series | none | complete time series | time series
147 | Right Hand Vertical Resilient Stand | cleaned time series | none | complete time series | time series
147 | Right Hand Horizontal Resilient Stand | cleaned time series | none | complete time series | time series
147 | Right Hand Dorsal-Ventral Resilient Stand | cleaned time series | none | complete time series | time series
147 | Left Hand Vertical Resilient Stand | cleaned time series | none | complete time series | time series
147 | Left Hand Horizontal Resilient Stand | cleaned time series | none | complete time series | time series
147 | Left Hand Dorsal-Ventral Resilient Stand | cleaned time series | none | complete time series | time series
147 | Left Carotid Vertical Resilient Stand | cleaned time series | none | complete time series | time series
147 | Left Carotid Horizontal Resilient Stand | cleaned time series | none | complete time series | time series
147 | Left Carotid Dorsal-Ventral Resilient Stand | cleaned time series | none | complete time series | time series
147 | Heart Vertical Resilient Stand | cleaned time series | none | complete time series | time series
147 | Heart Horizontal Resilient Stand | cleaned time series | none | complete time series | time series
147 | Heart Dorsal-Ventral Resilient Stand | cleaned time series | none | complete time series | time series
147 | Sternum Vertical Resilient Stand | cleaned time series | none | complete time series | time series
147 | Sternum Horizontal Resilient Stand | cleaned time series | none | complete time series | time series
147 | Sternum Dorsal-Ventral Resilient Stand | cleaned time series | none | complete time series | time series
147 | Right Hand Vertical Walk | cleaned time series | none | complete time series | time series
147 | Right Hand Horizontal Walk | cleaned time series | none | complete time series | time series
147 | Right Hand Dorsal-Ventral Walk | cleaned time series | none | complete time series | time series
147 | Left Hand Vertical Walk | cleaned time series | none | complete time series | time series
147 | Left Hand Horizontal Walk | cleaned time series | none | complete time series | time series
147 | Left Hand Dorsal-Ventral Walk | cleaned time series | none | complete time series | time series
147 | Left Carotid Vertical Walk | cleaned time series | none | complete time series | time series
147 | Left Carotid Horizontal Walk | cleaned time series | none | complete time series | time series
147 | Left Carotid Dorsal-Ventral Walk | cleaned time series | none | complete time series | time series
147 | Heart Vertical Walk | cleaned time series | none | complete time series | time series
147 | Heart Horizontal Walk | cleaned time series | none | complete time series | time series
147 | Heart Dorsal-Ventral Walk | cleaned time series | none | complete time series | time series
147 | Sternum Vertical Walk | cleaned time series | none | complete time series | time series
147 | Sternum Horizontal Walk | cleaned time series | none | complete time series | time series
147 | Sternum Dorsal-Ventral Walk | cleaned time series | none | complete time series | time series
147 | Right Hand Vertical Resilient Walk | cleaned time series | none | complete time series | time series
147 | Right Hand Horizontal Resilient Walk | cleaned time series | none | complete time series | time series
147 | Right Hand Dorsal-Ventral Resilient Walk | cleaned time series | none | complete time series | time series
147 | Left Hand Vertical Resilient Walk | cleaned time series | none | complete time series | time series
147 | Left Hand Horizontal Resilient Walk | cleaned time series | none | complete time series | time series
147 | Left Hand Dorsal-Ventral Resilient Walk | cleaned time series | none | complete time series | time series
147 | Left Carotid Vertical Resilient Walk | cleaned time series | none | complete time series | time series
147 | Left Carotid Horizontal Resilient Walk | cleaned time series | none | complete time series | time series
147 | Left Carotid Dorsal-Ventral Resilient Walk | cleaned time series | none | complete time series | time series
147 | Heart Vertical Resilient Walk | cleaned time series | none | complete time series | time series
147 | Heart Horizontal Resilient Walk | cleaned time series | none | complete time series | time series
147 | Heart Dorsal-Ventral Resilient Walk | cleaned time series | none | complete time series | time series
147 | Sternum Vertical Resilient Walk | cleaned time series | none | complete time series | time series
147 | Sternum Horizontal Resilient Walk | cleaned time series | none | complete time series | time series
147 | Sternum Dorsal-Ventral Resilient Walk | cleaned time series | none | complete time series | time series
147 | Right Hand Vertical Post-Exercise | cleaned time series | none | complete time series | time series
147 | Right Hand Horizontal Post-Exercise | cleaned time series | none | complete time series | time series
147 | Right Hand Dorsal-Ventral Post-Exercise | cleaned time series | none | complete time series | time series
147 | Left Hand Vertical Post-Exercise | cleaned time series | none | complete time series | time series
147 | Left Hand Horizontal Post-Exercise | cleaned time series | none | complete time series | time series
147 | Left Hand Dorsal-Ventral Post-Exercise | cleaned time series | none | complete time series | time series
147 | Left Carotid Vertical Post-Exercise | cleaned time series | none | complete time series | time series
147 | Left Carotid Horizontal Post-Exercise | cleaned time series | none | complete time series | time series
147 | Left Carotid Dorsal-Ventral Post-Exercise | cleaned time series | none | complete time series | time series
147 | Heart Vertical Post-Exercise | cleaned time series | none | complete time series | time series
147 | Heart Horizontal Post-Exercise | cleaned time series | none | complete time series | time series
147 | Heart Dorsal-Ventral Post-Exercise | cleaned time series | none | complete time series | time series
147 | Sternum Vertical Post-Exercise | cleaned time series | none | complete time series | time series
147 | Sternum Horizontal Post-Exercise | cleaned time series | none | complete time series | time series
147 | Sternum Dorsal-Ventral Post-Exercise | cleaned time series | none | complete time series | time series
147 | Right Hand Vertical Resilient Post-Exercise | cleaned time series | none | complete time series | time series
147 | Right Hand Horizontal Resilient Post-Exercise | cleaned time series | none | complete time series | time series
147 | Right Hand Dorsal-Ventral Resilient Post-Exercise | cleaned time series | none | complete time series | time series
147 | Left Hand Vertical Resilient Post-Exercise | cleaned time series | none | complete time series | time series
147 | Left Hand Horizontal Resilient Post-Exercise | cleaned time series | none | complete time series | time series
147 | Left Hand Dorsal-Ventral Resilient Post-Exercise | cleaned time series | none | complete time series | time series
147 | Left Carotid Vertical Resilient Post-Exercise | cleaned time series | none | complete time series | time series
147 | Left Carotid Horizontal Resilient Post-Exercise | cleaned time series | none | complete time series | time series
147 | Left Carotid Dorsal-Ventral Resilient Post-Exercise | cleaned time series | none | complete time series | time series
147 | Heart Vertical Resilient Post-Exercise | cleaned time series | none | complete time series | time series
147 | Heart Horizontal Resilient Post-Exercise | cleaned time series | none | complete time series | time series
147 | Heart Dorsal-Ventral Resilient Post-Exercise | cleaned time series | none | complete time series | time series
147 | Sternum Vertical Resilient Post-Exercise | cleaned time series | none | complete time series | time series
147 | Sternum Horizontal Resilient Post-Exercise | cleaned time series | none | complete time series | time series
147 | Sternum Dorsal-Ventral Resilient Post-Exercise | cleaned time series | none | complete time series | time series
189 | NN-FF intraday | 12 statistical features (mean, maximum amplitude, minimum amplitude, maximum energy, minimum energy, standard deviation, peak to peak, median, root-mean-square (RMS) and peakmagnitude-to-RMS ratio) on discreet wavelet transform (DWT) coefficient and 6 entropy features (Shannon entropy, energy entropy, threshold entropy, sure entropy and normalised entropy) to wavelet packet. | single participant feature scores on 5 participants | 12 (GSR) and 6 (ST) | 6 (GSR) and 6 (ST)
189 | NN-FF 2 | 12 statistical features (mean, maximum amplitude, minimum amplitude, maximum energy, minimum energy, standard deviation, peak to peak, median, root-mean-square (RMS) and peakmagnitude-to-RMS ratio) on discreet wavelet transform (DWT) coefficient and 6 entropy features (Shannon entropy, energy entropy, threshold entropy, sure entropy and normalised entropy) to wavelet packet. | single participant feature scores on 5 participants | 12 (GSR) and 6 (ST) | 6 (GSR) and 6 (ST)
189 | NN-FF 3 | 12 statistical features (mean, maximum amplitude, minimum amplitude, maximum energy, minimum energy, standard deviation, peak to peak, median, root-mean-square (RMS) and peakmagnitude-to-RMS ratio) on discreet wavelet transform (DWT) coefficient and 6 entropy features (Shannon entropy, energy entropy, threshold entropy, sure entropy and normalised entropy) to wavelet packet. | single participant feature scores on 5 participants | 12 (GSR) and 6 (ST) | 6 (GSR) and 6 (ST)
189 | NN-FF best score | 12 statistical features (mean, maximum amplitude, minimum amplitude, maximum energy, minimum energy, standard deviation, peak to peak, median, root-mean-square (RMS) and peakmagnitude-to-RMS ratio) on discreet wavelet transform (DWT) coefficient and 6 entropy features (Shannon entropy, energy entropy, threshold entropy, sure entropy and normalised entropy) to wavelet packet. | single participant feature scores on 5 participants | 12 (GSR) and 6 (ST) | 6 (GSR) and 6 (ST)
205 | PPG | Instantaneous Frequency (IF) and spectral entropy (SE) | automatic (LSTM)
205 | ECG | Instantaneous Frequency (IF) and spectral entropy (SE) | automatic (LSTM)
253 |  | Autocorrelation (AC) and Discrete Cosine Transform (DCT): selection of the considered signal, computation of autocorrelation coefficients with different delays, transformation of autocorrelation coefficients vector using the DCT transform and then using the transformed vector as new feature input for the classifier. | automatic (ANN)
278 | S1 idle - S1 typing1 PPG | partially fiducial approach using the waveform amplitude values | not mentioned | not specified | not specified
278 | S1 idle - S1 touchpad PPG | partially fiducial approach using the waveform amplitude values | not mentioned | not specified | not specified
278 | S1 idle - S1 typing 2 PPG | partially fiducial approach using the waveform amplitude values | not mentioned | not specified | not specified
278 | S1 idle - S2 idle PPG | partially fiducial approach using the waveform amplitude values | not mentioned | not specified | not specified
278 | S1 idle - S1 typing1 ECG | partially fiducial approach using the waveform amplitude values | not mentioned | not specified | not specified
278 | S1 idle - S1 touchpad ECG | partially fiducial approach using the waveform amplitude values | not mentioned | not specified | not specified
278 | S1 idle - S1 typing 2 ECG | partially fiducial approach using the waveform amplitude values | not mentioned | not specified | not specified
278 | S1 idle - S2 idle ECG | partially fiducial approach using the waveform amplitude values | not mentioned | not specified | not specified
298 | static GBT | five fiducial features that only require a single systolic peak to extract the unique cardiac features from the PPG segment and its second derivative (systolic amplitude, pulse width, pulse width / systolic amplitude, crest time, ratio of amplitude of b-wave and a-wave) |  | 5 | 5
298 | static 4 windows | five fiducial features that only require a single systolic peak to extract the unique cardiac features from the PPG segment and its second derivative (systolic amplitude, pulse width, pulse width / systolic amplitude, crest time, ratio of amplitude of b-wave and a-wave) |  | 5 | 5
298 | static 6 windows | five fiducial features that only require a single systolic peak to extract the unique cardiac features from the PPG segment and its second derivative (systolic amplitude, pulse width, pulse width / systolic amplitude, crest time, ratio of amplitude of b-wave and a-wave) |  | 5 | 5
298 | static 1min | five fiducial features that only require a single systolic peak to extract the unique cardiac features from the PPG segment and its second derivative (systolic amplitude, pulse width, pulse width / systolic amplitude, crest time, ratio of amplitude of b-wave and a-wave) |  | 5 | 5
298 | static 5min | five fiducial features that only require a single systolic peak to extract the unique cardiac features from the PPG segment and its second derivative (systolic amplitude, pulse width, pulse width / systolic amplitude, crest time, ratio of amplitude of b-wave and a-wave) |  | 5 | 5
298 | static SVM | five fiducial features that only require a single systolic peak to extract the unique cardiac features from the PPG segment and its second derivative (systolic amplitude, pulse width, pulse width / systolic amplitude, crest time, ratio of amplitude of b-wave and a-wave) |  | 5 | 5
298 | static NN | five fiducial features that only require a single systolic peak to extract the unique cardiac features from the PPG segment and its second derivative (systolic amplitude, pulse width, pulse width / systolic amplitude, crest time, ratio of amplitude of b-wave and a-wave) |  | 5 | 5
298 | static 25hz | five fiducial features that only require a single systolic peak to extract the unique cardiac features from the PPG segment and its second derivative (systolic amplitude, pulse width, pulse width / systolic amplitude, crest time, ratio of amplitude of b-wave and a-wave) |  | 5 | 5
298 | far-wrist MA removal | five fiducial features that only require a single systolic peak to extract the unique cardiac features from the PPG segment and its second derivative (systolic amplitude, pulse width, pulse width / systolic amplitude, crest time, ratio of amplitude of b-wave and a-wave) |  | 5 | 5
298 | far-wrist no MA removal | five fiducial features that only require a single systolic peak to extract the unique cardiac features from the PPG segment and its second derivative (systolic amplitude, pulse width, pulse width / systolic amplitude, crest time, ratio of amplitude of b-wave and a-wave) |  | 5 | 5
298 | near-wrist MA removal | five fiducial features that only require a single systolic peak to extract the unique cardiac features from the PPG segment and its second derivative (systolic amplitude, pulse width, pulse width / systolic amplitude, crest time, ratio of amplitude of b-wave and a-wave) |  | 5 | 5
298 | near-wrist no MA removal | five fiducial features that only require a single systolic peak to extract the unique cardiac features from the PPG segment and its second derivative (systolic amplitude, pulse width, pulse width / systolic amplitude, crest time, ratio of amplitude of b-wave and a-wave) |  | 5 | 5
298 | static 2h | five fiducial features that only require a single systolic peak to extract the unique cardiac features from the PPG segment and its second derivative (systolic amplitude, pulse width, pulse width / systolic amplitude, crest time, ratio of amplitude of b-wave and a-wave) |  | 5 | 5
298 | static 3h | five fiducial features that only require a single systolic peak to extract the unique cardiac features from the PPG segment and its second derivative (systolic amplitude, pulse width, pulse width / systolic amplitude, crest time, ratio of amplitude of b-wave and a-wave) |  | 5 | 5
298 | static adaptive 3h | five fiducial features that only require a single systolic peak to extract the unique cardiac features from the PPG segment and its second derivative (systolic amplitude, pulse width, pulse width / systolic amplitude, crest time, ratio of amplitude of b-wave and a-wave) |  | 5 | 5
298 | VMD+FastICA 12s | five fiducial features that only require a single systolic peak to extract the unique cardiac features from the PPG segment and its second derivative (systolic amplitude, pulse width, pulse width / systolic amplitude, crest time, ratio of amplitude of b-wave and a-wave) |  | 5 | 5
298 | CEEMDAN + FastICA 12s | five fiducial features that only require a single systolic peak to extract the unique cardiac features from the PPG segment and its second derivative (systolic amplitude, pulse width, pulse width / systolic amplitude, crest time, ratio of amplitude of b-wave and a-wave) |  | 5 | 5
298 | VMD+FastICA 24s | five fiducial features that only require a single systolic peak to extract the unique cardiac features from the PPG segment and its second derivative (systolic amplitude, pulse width, pulse width / systolic amplitude, crest time, ratio of amplitude of b-wave and a-wave) |  | 5 | 5
298 | CEEMDAN + FastICA 24s | five fiducial features that only require a single systolic peak to extract the unique cardiac features from the PPG segment and its second derivative (systolic amplitude, pulse width, pulse width / systolic amplitude, crest time, ratio of amplitude of b-wave and a-wave) |  | 5 | 5
305 | LR 30 EDA | EDA features: Mean Tonic Component, SD Tonic (Standard deviation of the tonic component), Perc20 (20th percentile of the phasic component), Perc80 Tonic (80th percentile of the tonic component), Quartdev Tonic (Quartile deviation 75 percentile - 25 percentile of the tonic component), Strong Peaks (The number of strong peaks per 100 seconds) and Peaks Phasic (The number of peaks per 100 seconds). | correlation-based feature selection | 7 | 3
305 | MLP 30 EDA | EDA features: Mean Tonic Component, SD Tonic (Standard deviation of the tonic component), Perc20 (20th percentile of the phasic component), Perc80 Tonic (80th percentile of the tonic component), Quartdev Tonic (Quartile deviation 75 percentile - 25 percentile of the tonic component), Strong Peaks (The number of strong peaks per 100 seconds) and Peaks Phasic (The number of peaks per 100 seconds). | correlation-based feature selection | 7 | 3
305 | RF 30 EDA | EDA features: Mean Tonic Component, SD Tonic (Standard deviation of the tonic component), Perc20 (20th percentile of the phasic component), Perc80 Tonic (80th percentile of the tonic component), Quartdev Tonic (Quartile deviation 75 percentile - 25 percentile of the tonic component), Strong Peaks (The number of strong peaks per 100 seconds) and Peaks Phasic (The number of peaks per 100 seconds). | correlation-based feature selection | 7 | 3
305 | LR 60 EDA | EDA features: Mean Tonic Component, SD Tonic (Standard deviation of the tonic component), Perc20 (20th percentile of the phasic component), Perc80 Tonic (80th percentile of the tonic component), Quartdev Tonic (Quartile deviation 75 percentile - 25 percentile of the tonic component), Strong Peaks (The number of strong peaks per 100 seconds) and Peaks Phasic (The number of peaks per 100 seconds). | correlation-based feature selection | 7 | 3
305 | MLP 60 EDA | EDA features: Mean Tonic Component, SD Tonic (Standard deviation of the tonic component), Perc20 (20th percentile of the phasic component), Perc80 Tonic (80th percentile of the tonic component), Quartdev Tonic (Quartile deviation 75 percentile - 25 percentile of the tonic component), Strong Peaks (The number of strong peaks per 100 seconds) and Peaks Phasic (The number of peaks per 100 seconds). | correlation-based feature selection | 7 | 3
305 | RF 60 EDA | EDA features: Mean Tonic Component, SD Tonic (Standard deviation of the tonic component), Perc20 (20th percentile of the phasic component), Perc80 Tonic (80th percentile of the tonic component), Quartdev Tonic (Quartile deviation 75 percentile - 25 percentile of the tonic component), Strong Peaks (The number of strong peaks per 100 seconds) and Peaks Phasic (The number of peaks per 100 seconds). | correlation-based feature selection | 7 | 3
305 | LR 120 EDA | EDA features: Mean Tonic Component, SD Tonic (Standard deviation of the tonic component), Perc20 (20th percentile of the phasic component), Perc80 Tonic (80th percentile of the tonic component), Quartdev Tonic (Quartile deviation 75 percentile - 25 percentile of the tonic component), Strong Peaks (The number of strong peaks per 100 seconds) and Peaks Phasic (The number of peaks per 100 seconds). | correlation-based feature selection | 7 | 3
305 | MLP 120 EDA | EDA features: Mean Tonic Component, SD Tonic (Standard deviation of the tonic component), Perc20 (20th percentile of the phasic component), Perc80 Tonic (80th percentile of the tonic component), Quartdev Tonic (Quartile deviation 75 percentile - 25 percentile of the tonic component), Strong Peaks (The number of strong peaks per 100 seconds) and Peaks Phasic (The number of peaks per 100 seconds). | correlation-based feature selection | 7 | 3
305 | RF 120 EDA | EDA features: Mean Tonic Component, SD Tonic (Standard deviation of the tonic component), Perc20 (20th percentile of the phasic component), Perc80 Tonic (80th percentile of the tonic component), Quartdev Tonic (Quartile deviation 75 percentile - 25 percentile of the tonic component), Strong Peaks (The number of strong peaks per 100 seconds) and Peaks Phasic (The number of peaks per 100 seconds). | correlation-based feature selection | 7 | 3
305 | LR 30 HRV | Time Domain Features: Mean HR, standard deviation of the inter-beat interval (STD RR), mean value of the inter-beat (RR) intervals (Mean RR), root mean square of successive difference of the RR intervals (RMSSD), the percentage of the number of successive RR intervals varying more than 50ms from the previous interval (pNN50), the total number of RR intervals divided by the height of the histogram of all RR intervals measured on a scale with bins of 1/128 s (HRV triangular index), and triangular interpolation of RR interval histogram (TINN). Frequency Domain Features: Low frequency power (LF), high-frequency power (HF), very low frequency power (VLF), prevalent low frequency (pLF), prevalent high frequency (pHF), the ratio of LF to HF (LF/HF) (Preprocessing +FFT), LF, HF, LF/HF (Lomb-Scargle) | correlation-based feature selection | 16 | 5
305 | MLP 30 HRV | Time Domain Features: Mean HR, standard deviation of the inter-beat interval (STD RR), mean value of the inter-beat (RR) intervals (Mean RR), root mean square of successive difference of the RR intervals (RMSSD), the percentage of the number of successive RR intervals varying more than 50ms from the previous interval (pNN50), the total number of RR intervals divided by the height of the histogram of all RR intervals measured on a scale with bins of 1/128 s (HRV triangular index), and triangular interpolation of RR interval histogram (TINN). Frequency Domain Features: Low frequency power (LF), high-frequency power (HF), very low frequency power (VLF), prevalent low frequency (pLF), prevalent high frequency (pHF), the ratio of LF to HF (LF/HF) (Preprocessing +FFT), LF, HF, LF/HF (Lomb-Scargle) | correlation-based feature selection | 16 | 5
305 | RF 30 HRV | Time Domain Features: Mean HR, standard deviation of the inter-beat interval (STD RR), mean value of the inter-beat (RR) intervals (Mean RR), root mean square of successive difference of the RR intervals (RMSSD), the percentage of the number of successive RR intervals varying more than 50ms from the previous interval (pNN50), the total number of RR intervals divided by the height of the histogram of all RR intervals measured on a scale with bins of 1/128 s (HRV triangular index), and triangular interpolation of RR interval histogram (TINN). Frequency Domain Features: Low frequency power (LF), high-frequency power (HF), very low frequency power (VLF), prevalent low frequency (pLF), prevalent high frequency (pHF), the ratio of LF to HF (LF/HF) (Preprocessing +FFT), LF, HF, LF/HF (Lomb-Scargle) | correlation-based feature selection | 16 | 5
305 | LR 60 HRV | Time Domain Features: Mean HR, standard deviation of the inter-beat interval (STD RR), mean value of the inter-beat (RR) intervals (Mean RR), root mean square of successive difference of the RR intervals (RMSSD), the percentage of the number of successive RR intervals varying more than 50ms from the previous interval (pNN50), the total number of RR intervals divided by the height of the histogram of all RR intervals measured on a scale with bins of 1/128 s (HRV triangular index), and triangular interpolation of RR interval histogram (TINN). Frequency Domain Features: Low frequency power (LF), high-frequency power (HF), very low frequency power (VLF), prevalent low frequency (pLF), prevalent high frequency (pHF), the ratio of LF to HF (LF/HF) (Preprocessing +FFT), LF, HF, LF/HF (Lomb-Scargle) | correlation-based feature selection | 16 | 5
305 | MLP 60 HRV | Time Domain Features: Mean HR, standard deviation of the inter-beat interval (STD RR), mean value of the inter-beat (RR) intervals (Mean RR), root mean square of successive difference of the RR intervals (RMSSD), the percentage of the number of successive RR intervals varying more than 50ms from the previous interval (pNN50), the total number of RR intervals divided by the height of the histogram of all RR intervals measured on a scale with bins of 1/128 s (HRV triangular index), and triangular interpolation of RR interval histogram (TINN). Frequency Domain Features: Low frequency power (LF), high-frequency power (HF), very low frequency power (VLF), prevalent low frequency (pLF), prevalent high frequency (pHF), the ratio of LF to HF (LF/HF) (Preprocessing +FFT), LF, HF, LF/HF (Lomb-Scargle) | correlation-based feature selection | 16 | 5
305 | RF 60 HRV | Time Domain Features: Mean HR, standard deviation of the inter-beat interval (STD RR), mean value of the inter-beat (RR) intervals (Mean RR), root mean square of successive difference of the RR intervals (RMSSD), the percentage of the number of successive RR intervals varying more than 50ms from the previous interval (pNN50), the total number of RR intervals divided by the height of the histogram of all RR intervals measured on a scale with bins of 1/128 s (HRV triangular index), and triangular interpolation of RR interval histogram (TINN). Frequency Domain Features: Low frequency power (LF), high-frequency power (HF), very low frequency power (VLF), prevalent low frequency (pLF), prevalent high frequency (pHF), the ratio of LF to HF (LF/HF) (Preprocessing +FFT), LF, HF, LF/HF (Lomb-Scargle) | correlation-based feature selection | 16 | 5
305 | LR 120 HRV | Time Domain Features: Mean HR, standard deviation of the inter-beat interval (STD RR), mean value of the inter-beat (RR) intervals (Mean RR), root mean square of successive difference of the RR intervals (RMSSD), the percentage of the number of successive RR intervals varying more than 50ms from the previous interval (pNN50), the total number of RR intervals divided by the height of the histogram of all RR intervals measured on a scale with bins of 1/128 s (HRV triangular index), and triangular interpolation of RR interval histogram (TINN). Frequency Domain Features: Low frequency power (LF), high-frequency power (HF), very low frequency power (VLF), prevalent low frequency (pLF), prevalent high frequency (pHF), the ratio of LF to HF (LF/HF) (Preprocessing +FFT), LF, HF, LF/HF (Lomb-Scargle) | correlation-based feature selection | 16 | 5
305 | MLP 120 HRV | Time Domain Features: Mean HR, standard deviation of the inter-beat interval (STD RR), mean value of the inter-beat (RR) intervals (Mean RR), root mean square of successive difference of the RR intervals (RMSSD), the percentage of the number of successive RR intervals varying more than 50ms from the previous interval (pNN50), the total number of RR intervals divided by the height of the histogram of all RR intervals measured on a scale with bins of 1/128 s (HRV triangular index), and triangular interpolation of RR interval histogram (TINN). Frequency Domain Features: Low frequency power (LF), high-frequency power (HF), very low frequency power (VLF), prevalent low frequency (pLF), prevalent high frequency (pHF), the ratio of LF to HF (LF/HF) (Preprocessing +FFT), LF, HF, LF/HF (Lomb-Scargle) | correlation-based feature selection | 16 | 5
305 | RF 120 HRV | Time Domain Features: Mean HR, standard deviation of the inter-beat interval (STD RR), mean value of the inter-beat (RR) intervals (Mean RR), root mean square of successive difference of the RR intervals (RMSSD), the percentage of the number of successive RR intervals varying more than 50ms from the previous interval (pNN50), the total number of RR intervals divided by the height of the histogram of all RR intervals measured on a scale with bins of 1/128 s (HRV triangular index), and triangular interpolation of RR interval histogram (TINN). Frequency Domain Features: Low frequency power (LF), high-frequency power (HF), very low frequency power (VLF), prevalent low frequency (pLF), prevalent high frequency (pHF), the ratio of LF to HF (LF/HF) (Preprocessing +FFT), LF, HF, LF/HF (Lomb-Scargle) | correlation-based feature selection | 16 | 5
305 | LR 30 EDA-HRV | EDA features: Mean Tonic Component, SD Tonic (Standard deviation of the tonic component), Perc20 (20th percentile of the phasic component), Perc80 Tonic (80th percentile of the tonic component), Quartdev Tonic (Quartile deviation 75 percentile - 25 percentile of the tonic component), Strong Peaks (The number of strong peaks per 100 seconds) and Peaks Phasic (The number of peaks per 100 seconds). HRV features: Time Domain Features: Mean HR, standard deviation of the inter-beat interval (STD RR), mean value of the inter-beat (RR) intervals (Mean RR), root mean square of successive difference of the RR intervals (RMSSD), the percentage of the number of successive RR intervals varying more than 50ms from the previous interval (pNN50), the total number of RR intervals divided by the height of the histogram of all RR intervals measured on a scale with bins of 1/128 s (HRV triangular index), and triangular interpolation of RR interval histogram (TINN). Frequency Domain Features: Low frequency power (LF), high-frequency power (HF), very low frequency power (VLF), prevalent low frequency (pLF), prevalent high frequency (pHF), the ratio of LF to HF (LF/HF) (Preprocessing +FFT), LF, HF, LF/HF (Lomb-Scargle) | correlation-based feature selection | 7+16 | 3+5
305 | MLP 30 EDA-HRV | EDA features: Mean Tonic Component, SD Tonic (Standard deviation of the tonic component), Perc20 (20th percentile of the phasic component), Perc80 Tonic (80th percentile of the tonic component), Quartdev Tonic (Quartile deviation 75 percentile - 25 percentile of the tonic component), Strong Peaks (The number of strong peaks per 100 seconds) and Peaks Phasic (The number of peaks per 100 seconds). HRV features: Time Domain Features: Mean HR, standard deviation of the inter-beat interval (STD RR), mean value of the inter-beat (RR) intervals (Mean RR), root mean square of successive difference of the RR intervals (RMSSD), the percentage of the number of successive RR intervals varying more than 50ms from the previous interval (pNN50), the total number of RR intervals divided by the height of the histogram of all RR intervals measured on a scale with bins of 1/128 s (HRV triangular index), and triangular interpolation of RR interval histogram (TINN). Frequency Domain Features: Low frequency power (LF), high-frequency power (HF), very low frequency power (VLF), prevalent low frequency (pLF), prevalent high frequency (pHF), the ratio of LF to HF (LF/HF) (Preprocessing +FFT), LF, HF, LF/HF (Lomb-Scargle) | correlation-based feature selection | 7+16 | 3+5
305 | RF 30 EDA-HRV | EDA features: Mean Tonic Component, SD Tonic (Standard deviation of the tonic component), Perc20 (20th percentile of the phasic component), Perc80 Tonic (80th percentile of the tonic component), Quartdev Tonic (Quartile deviation 75 percentile - 25 percentile of the tonic component), Strong Peaks (The number of strong peaks per 100 seconds) and Peaks Phasic (The number of peaks per 100 seconds). HRV features: Time Domain Features: Mean HR, standard deviation of the inter-beat interval (STD RR), mean value of the inter-beat (RR) intervals (Mean RR), root mean square of successive difference of the RR intervals (RMSSD), the percentage of the number of successive RR intervals varying more than 50ms from the previous interval (pNN50), the total number of RR intervals divided by the height of the histogram of all RR intervals measured on a scale with bins of 1/128 s (HRV triangular index), and triangular interpolation of RR interval histogram (TINN). Frequency Domain Features: Low frequency power (LF), high-frequency power (HF), very low frequency power (VLF), prevalent low frequency (pLF), prevalent high frequency (pHF), the ratio of LF to HF (LF/HF) (Preprocessing +FFT), LF, HF, LF/HF (Lomb-Scargle) | correlation-based feature selection | 7+16 | 3+5
305 | LR 60 EDA-HRV | EDA features: Mean Tonic Component, SD Tonic (Standard deviation of the tonic component), Perc20 (20th percentile of the phasic component), Perc80 Tonic (80th percentile of the tonic component), Quartdev Tonic (Quartile deviation 75 percentile - 25 percentile of the tonic component), Strong Peaks (The number of strong peaks per 100 seconds) and Peaks Phasic (The number of peaks per 100 seconds). HRV features: Time Domain Features: Mean HR, standard deviation of the inter-beat interval (STD RR), mean value of the inter-beat (RR) intervals (Mean RR), root mean square of successive difference of the RR intervals (RMSSD), the percentage of the number of successive RR intervals varying more than 50ms from the previous interval (pNN50), the total number of RR intervals divided by the height of the histogram of all RR intervals measured on a scale with bins of 1/128 s (HRV triangular index), and triangular interpolation of RR interval histogram (TINN). Frequency Domain Features: Low frequency power (LF), high-frequency power (HF), very low frequency power (VLF), prevalent low frequency (pLF), prevalent high frequency (pHF), the ratio of LF to HF (LF/HF) (Preprocessing +FFT), LF, HF, LF/HF (Lomb-Scargle) | correlation-based feature selection | 7+16 | 3+5
305 | MLP 60 EDA-HRV | EDA features: Mean Tonic Component, SD Tonic (Standard deviation of the tonic component), Perc20 (20th percentile of the phasic component), Perc80 Tonic (80th percentile of the tonic component), Quartdev Tonic (Quartile deviation 75 percentile - 25 percentile of the tonic component), Strong Peaks (The number of strong peaks per 100 seconds) and Peaks Phasic (The number of peaks per 100 seconds). HRV features: Time Domain Features: Mean HR, standard deviation of the inter-beat interval (STD RR), mean value of the inter-beat (RR) intervals (Mean RR), root mean square of successive difference of the RR intervals (RMSSD), the percentage of the number of successive RR intervals varying more than 50ms from the previous interval (pNN50), the total number of RR intervals divided by the height of the histogram of all RR intervals measured on a scale with bins of 1/128 s (HRV triangular index), and triangular interpolation of RR interval histogram (TINN). Frequency Domain Features: Low frequency power (LF), high-frequency power (HF), very low frequency power (VLF), prevalent low frequency (pLF), prevalent high frequency (pHF), the ratio of LF to HF (LF/HF) (Preprocessing +FFT), LF, HF, LF/HF (Lomb-Scargle) | correlation-based feature selection | 7+16 | 3+5
305 | RF 60 EDA-HRV | EDA features: Mean Tonic Component, SD Tonic (Standard deviation of the tonic component), Perc20 (20th percentile of the phasic component), Perc80 Tonic (80th percentile of the tonic component), Quartdev Tonic (Quartile deviation 75 percentile - 25 percentile of the tonic component), Strong Peaks (The number of strong peaks per 100 seconds) and Peaks Phasic (The number of peaks per 100 seconds). HRV features: Time Domain Features: Mean HR, standard deviation of the inter-beat interval (STD RR), mean value of the inter-beat (RR) intervals (Mean RR), root mean square of successive difference of the RR intervals (RMSSD), the percentage of the number of successive RR intervals varying more than 50ms from the previous interval (pNN50), the total number of RR intervals divided by the height of the histogram of all RR intervals measured on a scale with bins of 1/128 s (HRV triangular index), and triangular interpolation of RR interval histogram (TINN). Frequency Domain Features: Low frequency power (LF), high-frequency power (HF), very low frequency power (VLF), prevalent low frequency (pLF), prevalent high frequency (pHF), the ratio of LF to HF (LF/HF) (Preprocessing +FFT), LF, HF, LF/HF (Lomb-Scargle) | correlation-based feature selection | 7+16 | 3+5
305 | LR 120 EDA-HRV | EDA features: Mean Tonic Component, SD Tonic (Standard deviation of the tonic component), Perc20 (20th percentile of the phasic component), Perc80 Tonic (80th percentile of the tonic component), Quartdev Tonic (Quartile deviation 75 percentile - 25 percentile of the tonic component), Strong Peaks (The number of strong peaks per 100 seconds) and Peaks Phasic (The number of peaks per 100 seconds). HRV features: Time Domain Features: Mean HR, standard deviation of the inter-beat interval (STD RR), mean value of the inter-beat (RR) intervals (Mean RR), root mean square of successive difference of the RR intervals (RMSSD), the percentage of the number of successive RR intervals varying more than 50ms from the previous interval (pNN50), the total number of RR intervals divided by the height of the histogram of all RR intervals measured on a scale with bins of 1/128 s (HRV triangular index), and triangular interpolation of RR interval histogram (TINN). Frequency Domain Features: Low frequency power (LF), high-frequency power (HF), very low frequency power (VLF), prevalent low frequency (pLF), prevalent high frequency (pHF), the ratio of LF to HF (LF/HF) (Preprocessing +FFT), LF, HF, LF/HF (Lomb-Scargle) | correlation-based feature selection | 7+16 | 3+5
305 | MLP 120 EDA-HRV | EDA features: Mean Tonic Component, SD Tonic (Standard deviation of the tonic component), Perc20 (20th percentile of the phasic component), Perc80 Tonic (80th percentile of the tonic component), Quartdev Tonic (Quartile deviation 75 percentile - 25 percentile of the tonic component), Strong Peaks (The number of strong peaks per 100 seconds) and Peaks Phasic (The number of peaks per 100 seconds). HRV features: Time Domain Features: Mean HR, standard deviation of the inter-beat interval (STD RR), mean value of the inter-beat (RR) intervals (Mean RR), root mean square of successive difference of the RR intervals (RMSSD), the percentage of the number of successive RR intervals varying more than 50ms from the previous interval (pNN50), the total number of RR intervals divided by the height of the histogram of all RR intervals measured on a scale with bins of 1/128 s (HRV triangular index), and triangular interpolation of RR interval histogram (TINN). Frequency Domain Features: Low frequency power (LF), high-frequency power (HF), very low frequency power (VLF), prevalent low frequency (pLF), prevalent high frequency (pHF), the ratio of LF to HF (LF/HF) (Preprocessing +FFT), LF, HF, LF/HF (Lomb-Scargle) | correlation-based feature selection | 7+16 | 3+5
305 | RF 120 EDA-HRV | EDA features: Mean Tonic Component, SD Tonic (Standard deviation of the tonic component), Perc20 (20th percentile of the phasic component), Perc80 Tonic (80th percentile of the tonic component), Quartdev Tonic (Quartile deviation 75 percentile - 25 percentile of the tonic component), Strong Peaks (The number of strong peaks per 100 seconds) and Peaks Phasic (The number of peaks per 100 seconds). HRV features: Time Domain Features: Mean HR, standard deviation of the inter-beat interval (STD RR), mean value of the inter-beat (RR) intervals (Mean RR), root mean square of successive difference of the RR intervals (RMSSD), the percentage of the number of successive RR intervals varying more than 50ms from the previous interval (pNN50), the total number of RR intervals divided by the height of the histogram of all RR intervals measured on a scale with bins of 1/128 s (HRV triangular index), and triangular interpolation of RR interval histogram (TINN). Frequency Domain Features: Low frequency power (LF), high-frequency power (HF), very low frequency power (VLF), prevalent low frequency (pLF), prevalent high frequency (pHF), the ratio of LF to HF (LF/HF) (Preprocessing +FFT), LF, HF, LF/HF (Lomb-Scargle) | correlation-based feature selection | 7+16 | 3+5
330 | Apple watch LR:ACC | 50 autocorrelation coefficients (ACCs) extracted from rectangular windows of length 400 ms centered around the R-Peak | not mentioned | 50 | 50
330 | Apple watch LR:MFCC | 20 features of Mel-Frequency Cepstral Coefficients (MFCCs) extracted from rectangular windows of length 400 ms centered around the R-Peak | not mentioned | 20 | 20
330 | Apple watch LR:QRS | QRS features: window size of 200-ms, enclosing only the Q, R, and S waves, while excluding the P and T peaks. | not mentioned | ? | ?
330 | Apple watch LDA:ACC | 50 autocorrelation coefficients (ACCs) extracted from rectangular windows of length 400 ms centered around the R-Peak | not mentioned | 50 | 50
330 | Apple watch LDA:MFCC | 20 features of Mel-Frequency Cepstral Coefficients (MFCCs) extracted from rectangular windows of length 400 ms centered around the R-Peak | not mentioned | 20 | 20
330 | Apple watch LDA:QRS | QRS features: window size of 200-ms, enclosing only the Q, R, and S waves, while excluding the P and T peaks. | not mentioned | ? | ?
330 | Apple watch SVM:ACC | 50 autocorrelation coefficients (ACCs) extracted from rectangular windows of length 400 ms centered around the R-Peak | not mentioned | 50 | 50
330 | Apple watch SVM:MFCC | 20 features of Mel-Frequency Cepstral Coefficients (MFCCs) extracted from rectangular windows of length 400 ms centered around the R-Peak | not mentioned | 20 | 20
330 | Apple watch SVM:QRS | QRS features: window size of 200-ms, enclosing only the Q, R, and S waves, while excluding the P and T peaks. | not mentioned | ? | ?
330 | Apple watch RBF-SVM:ACC | 50 autocorrelation coefficients (ACCs) extracted from rectangular windows of length 400 ms centered around the R-Peak | not mentioned | 50 | 50
330 | Apple watch RBF-SVM:MFCC | 20 features of Mel-Frequency Cepstral Coefficients (MFCCs) extracted from rectangular windows of length 400 ms centered around the R-Peak | not mentioned | 20 | 20
330 | Apple watch RBF-SVM:QRS | QRS features: window size of 200-ms, enclosing only the Q, R, and S waves, while excluding the P and T peaks. | not mentioned | ? | ?
330 | Apple watch KNN:ACC | 50 autocorrelation coefficients (ACCs) extracted from rectangular windows of length 400 ms centered around the R-Peak | not mentioned | 50 | 50
330 | Apple watch KNN:MFCC | 20 features of Mel-Frequency Cepstral Coefficients (MFCCs) extracted from rectangular windows of length 400 ms centered around the R-Peak | not mentioned | 20 | 20
330 | Apple watch KNN:QRS | QRS features: window size of 200-ms, enclosing only the Q, R, and S waves, while excluding the P and T peaks. | not mentioned | ? | ?
330 | Apple watch DT:ACC | 50 autocorrelation coefficients (ACCs) extracted from rectangular windows of length 400 ms centered around the R-Peak | not mentioned | 50 | 50
330 | Apple watch DT:MFCC | 20 features of Mel-Frequency Cepstral Coefficients (MFCCs) extracted from rectangular windows of length 400 ms centered around the R-Peak | not mentioned | 20 | 20
330 | Apple watch DT:QRS | QRS features: window size of 200-ms, enclosing only the Q, R, and S waves, while excluding the P and T peaks. | not mentioned | ? | ?
330 | Apple watch RF:ACC | 50 autocorrelation coefficients (ACCs) extracted from rectangular windows of length 400 ms centered around the R-Peak | not mentioned | 50 | 50
330 | Apple watch RF:MFCC | 20 features of Mel-Frequency Cepstral Coefficients (MFCCs) extracted from rectangular windows of length 400 ms centered around the R-Peak | not mentioned | 20 | 20
330 | Apple watch RF:QRS | QRS features: window size of 200-ms, enclosing only the Q, R, and S waves, while excluding the P and T peaks. | not mentioned | ? | ?
401 | S1 in-sample 30HB s80 | single wave features for each PPG period by the temporal convolutional network (TCN), temporal relationships with LSTM | Implicit via training; no explicit selection mechanism
401 | S1 out-of-sample 30HB s80 | single wave features for each PPG period by the temporal convolutional network (TCN), temporal relationships with LSTM | Implicit via training; no explicit selection mechanism
401 | S1 out-of-sample 1HB | single wave features for each PPG period by the temporal convolutional network (TCN), temporal relationships with LSTM | Implicit via training; no explicit selection mechanism
401 | S1 out-of-sample 5HB | single wave features for each PPG period by the temporal convolutional network (TCN), temporal relationships with LSTM | Implicit via training; no explicit selection mechanism
401 | S1 out-of-sample 15HB | single wave features for each PPG period by the temporal convolutional network (TCN), temporal relationships with LSTM | Implicit via training; no explicit selection mechanism
401 | S1 in-sample 1HB | single wave features for each PPG period by the temporal convolutional network (TCN), temporal relationships with LSTM | Implicit via training; no explicit selection mechanism
401 | S1 out-of-sample 30HB s20 | single wave features for each PPG period by the temporal convolutional network (TCN), temporal relationships with LSTM | Implicit via training; no explicit selection mechanism
401 | S1 out-of-sample 30HB s40 | single wave features for each PPG period by the temporal convolutional network (TCN), temporal relationships with LSTM | Implicit via training; no explicit selection mechanism
401 | S1 out-of-sample 30HB s60 | single wave features for each PPG period by the temporal convolutional network (TCN), temporal relationships with LSTM | Implicit via training; no explicit selection mechanism
401 | S1 in-sample 30HB s20 | single wave features for each PPG period by the temporal convolutional network (TCN), temporal relationships with LSTM | Implicit via training; no explicit selection mechanism
401 | S1 in-sample s80 30HB low-HR | single wave features for each PPG period by the temporal convolutional network (TCN), temporal relationships with LSTM | Implicit via training; no explicit selection mechanism
401 | S1 in-sample s80 30HB mid-HR | single wave features for each PPG period by the temporal convolutional network (TCN), temporal relationships with LSTM | Implicit via training; no explicit selection mechanism
401 | S1 in-sample s80 30HB high-HR | single wave features for each PPG period by the temporal convolutional network (TCN), temporal relationships with LSTM | Implicit via training; no explicit selection mechanism
401 | S1 out-of-sample s80 30HB low-HR | single wave features for each PPG period by the temporal convolutional network (TCN), temporal relationships with LSTM | Implicit via training; no explicit selection mechanism
401 | S1 out-of-sample s80 30HB mid-HR | single wave features for each PPG period by the temporal convolutional network (TCN), temporal relationships with LSTM | Implicit via training; no explicit selection mechanism
401 | S1 out-of-sample s80 30HB high-HR | single wave features for each PPG period by the temporal convolutional network (TCN), temporal relationships with LSTM | Implicit via training; no explicit selection mechanism
401 | S2 in-sample s80 30HB low-low | single wave features for each PPG period by the temporal convolutional network (TCN), temporal relationships with LSTM | Implicit via training; no explicit selection mechanism
401 | S2 in-sample s80 30HB low-mid | single wave features for each PPG period by the temporal convolutional network (TCN), temporal relationships with LSTM | Implicit via training; no explicit selection mechanism
401 | S2 in-sample s80 30HB low-high | single wave features for each PPG period by the temporal convolutional network (TCN), temporal relationships with LSTM | Implicit via training; no explicit selection mechanism
401 | S2 in-sample s80 30HB mid-low | single wave features for each PPG period by the temporal convolutional network (TCN), temporal relationships with LSTM | Implicit via training; no explicit selection mechanism
401 | S2 in-sample s80 30HB mid-mid | single wave features for each PPG period by the temporal convolutional network (TCN), temporal relationships with LSTM | Implicit via training; no explicit selection mechanism
401 | S2 in-sample s80 30HB mid-high | single wave features for each PPG period by the temporal convolutional network (TCN), temporal relationships with LSTM | Implicit via training; no explicit selection mechanism
401 | S2 in-sample s80 30HB high-low | single wave features for each PPG period by the temporal convolutional network (TCN), temporal relationships with LSTM | Implicit via training; no explicit selection mechanism
401 | S2 in-sample s80 30HB high-mid | single wave features for each PPG period by the temporal convolutional network (TCN), temporal relationships with LSTM | Implicit via training; no explicit selection mechanism
401 | S2 in-sample s80 30HB high-high | single wave features for each PPG period by the temporal convolutional network (TCN), temporal relationships with LSTM | Implicit via training; no explicit selection mechanism
401 | S2 out-of-sample s80 30HB low-low | single wave features for each PPG period by the temporal convolutional network (TCN), temporal relationships with LSTM | Implicit via training; no explicit selection mechanism
401 | S2 out-of-sample s80 30HB low-mid | single wave features for each PPG period by the temporal convolutional network (TCN), temporal relationships with LSTM | Implicit via training; no explicit selection mechanism
401 | S2 out-of-sample s80 30HB low-high | single wave features for each PPG period by the temporal convolutional network (TCN), temporal relationships with LSTM | Implicit via training; no explicit selection mechanism
401 | S2 out-of-sample s80 30HB mid-low | single wave features for each PPG period by the temporal convolutional network (TCN), temporal relationships with LSTM | Implicit via training; no explicit selection mechanism
401 | S2 out-of-sample s80 30HB mid-mid | single wave features for each PPG period by the temporal convolutional network (TCN), temporal relationships with LSTM | Implicit via training; no explicit selection mechanism
401 | S2 out-of-sample s80 30HB mid-high | single wave features for each PPG period by the temporal convolutional network (TCN), temporal relationships with LSTM | Implicit via training; no explicit selection mechanism
401 | S2 out-of-sample s80 30HB high-low | single wave features for each PPG period by the temporal convolutional network (TCN), temporal relationships with LSTM | Implicit via training; no explicit selection mechanism
401 | S2 out-of-sample s80 30HB high-mid | single wave features for each PPG period by the temporal convolutional network (TCN), temporal relationships with LSTM | Implicit via training; no explicit selection mechanism
401 | S2 out-of-sample s80 30HB high-high | single wave features for each PPG period by the temporal convolutional network (TCN), temporal relationships with LSTM
61 | L1HR binary SVM | 21 statistical features: mean, median, standard deviation, variance, coef cient of variance, range, coefficient of range, first quartile or 25th percentile, third quartile or 75th percentile, maximum, interquartile range, coefficient of interquartile, mean absolute deviation, median absolute deviation, energy, power, root mean square, root sum of squares, signal to noise ratio, skewness, and kurtosis | correlation + PCA | 21 | 5
61 | L3aHR+Resp binary SVM | HRV: 21 statistical features: mean, median, standard deviation, variance, coef cient of variance, range, coefficient of range, first quartile or 25th percentile, third quartile or 75th percentile, maximum, interquartile range, coefficient of interquartile, mean absolute deviation, median absolute deviation, energy, power, root mean square, root sum of squares, signal to noise ratio, skewness, and kurtosis; Resp: 182 features, 40 Mel-frequency cepstral coefficients (MFCCs), 13 Gammatone frequency cepstral coef cients (GFCCs), 13 Bark frequency cepstral coef cients (BFCCs), 13 Linear predictive coding (LPC), 13 Revised perceptual linear prediction coef cients (RPLP), 12 chromas, and six tonal features. 5 statistical features from each chroma feature and tonal feature. | correlation + PCA | 203 | 10
61 | L1HR unary SVM | 21 statistical features: mean, median, standard deviation, variance, coef cient of variance, range, coefficient of range, first quartile or 25th percentile, third quartile or 75th percentile, maximum, interquartile range, coefficient of interquartile, mean absolute deviation, median absolute deviation, energy, power, root mean square, root sum of squares, signal to noise ratio, skewness, and kurtosis | correlation + min. variance selection | 21 | 10
61 | L3aHR+Resp unary SVM | HRV: 21 statistical features: mean, median, standard deviation, variance, coef cient of variance, range, coefficient of range, first quartile or 25th percentile, third quartile or 75th percentile, maximum, interquartile range, coefficient of interquartile, mean absolute deviation, median absolute deviation, energy, power, root mean square, root sum of squares, signal to noise ratio, skewness, and kurtosis; Resp: 182 features, 40 Mel-frequency cepstral coefficients (MFCCs), 13 Gammatone frequency cepstral coef cients (GFCCs), 13 Bark frequency cepstral coef cients (BFCCs), 13 Linear predictive coding (LPC), 13 Revised perceptual linear prediction coef cients (RPLP), 12 chromas, and six tonal features. 5 statistical features from each chroma feature and tonal feature. | correlation + min. variance selection | 203 | 20
495 | S1 | Extracted from PQRST complex | not mentioned | not specified | not specified
495 | S2 | Extracted from PQRST complex | not mentioned | not specified | not specified
495 | S3 | Extracted from PQRST complex | not mentioned | not specified | not specified
495 | S4 | Extracted from PQRST complex | not mentioned | not specified | not specified
495 | S5 | Extracted from PQRST complex | not mentioned | not specified | not specified
475 | LSTM / PM 1 subject | waveform of single ECG signals in sequence | Implicit via training; no explicit selection mechanism
475 | LSTM / PM 2 subject | waveform of single ECG signals in sequence | Implicit via training; no explicit selection mechanism
475 | LSTM / PM 3 subject | waveform of single ECG signals in sequence | Implicit via training; no explicit selection mechanism
475 | LSTM / PM 4 subject | waveform of single ECG signals in sequence | Implicit via training; no explicit selection mechanism
475 | LSTM / PM 5 subject | waveform of single ECG signals in sequence | Implicit via training; no explicit selection mechanism
475 | AE / PM 1 subject | waveform of single ECG signals in sequence | Implicit via training; no explicit selection mechanism
475 | AE / PM 2 subject | waveform of single ECG signals in sequence | Implicit via training; no explicit selection mechanism
475 | AE / PM 3 subject | waveform of single ECG signals in sequence | Implicit via training; no explicit selection mechanism
475 | AE / PM 4 subject | waveform of single ECG signals in sequence | Implicit via training; no explicit selection mechanism
475 | AE / PM 5 subject | waveform of single ECG signals in sequence | Implicit via training; no explicit selection mechanism
460 | 460.0.1 | Higher-order statistical features (cumulants), implicitly extracted | singular value decomposition | not specified | not specified
459 | level 1 | Split into approximation of coefficients and detail coefficients via discrete wavelet decomposition, then split level 1 into high and low frequency signal component. 10 statistical features are extracted from each level of the sub-band levels: Variance, Maximum, Amplitude Minimum Amplitude, Maximum Energy, Minimum Energy, Standard deviation, Peak2peak, Root mean square level(RMS), Mean or Median absolute deviation and Peak magnitude to RMS ratio | not mentioned | 20
459 | level 2 | Split into approximation of coefficients and detail coefficients via discrete wavelet decomposition, then split level 2 into high and low frequency signal component. 10 statistical features are extracted from each level of the sub-band levels: Variance, Maximum, Amplitude Minimum Amplitude, Maximum Energy, Minimum Energy, Standard deviation, Peak2peak, Root mean square level(RMS), Mean or Median absolute deviation and Peak magnitude to RMS ratio | not mentioned | 20
459 | level 3 | Split into approximation of coefficients and detail coefficients via discrete wavelet decomposition, then split level 3 into high and low frequency signal component. 10 statistical features are extracted from each level of the sub-band levels: Variance, Maximum, Amplitude Minimum Amplitude, Maximum Energy, Minimum Energy, Standard deviation, Peak2peak, Root mean square level(RMS), Mean or Median absolute deviation and Peak magnitude to RMS ratio | not mentioned | 20
459 | level 4 | Split into approximation of coefficients and detail coefficients via discrete wavelet decomposition, then split level 4 into high and low frequency signal component. 10 statistical features are extracted from each level of the sub-band levels: Variance, Maximum, Amplitude Minimum Amplitude, Maximum Energy, Minimum Energy, Standard deviation, Peak2peak, Root mean square level(RMS), Mean or Median absolute deviation and Peak magnitude to RMS ratio | not mentioned | 20
459 | level fusion | Split into approximation of coefficients and detail coefficients via discrete wavelet decomposition, then each n level into high and low frequency signal component. 10 statistical features are extracted from each level of the sub-band levels: Variance, Maximum, Amplitude Minimum Amplitude, Maximum Energy, Minimum Energy, Standard deviation, Peak2peak, Root mean square level(RMS), Mean or Median absolute deviation and Peak magnitude to RMS ratio | not mentioned | 80
455 | time | time-domain features – intervals and amplitudes from each heartbeat and Hjorth descriptors of an average heartbeat. 14 interval features, 2 amplitude features, 5 Hjorth features, and one feature related to interval variability | Implicit via training; no explicit selection mechanism | 22 | 22
455 | wavelet | Daubechies wavelets (db3, db4, db5) with three, four and five levels of decomposition. | Implicit via training; no explicit selection mechanism | 320 | 320
455 | DL | time / frequency domain features implicit via DL | Implicit via training; no explicit selection mechanism
447 | ResNet50 1s Sc2 | time frequency via scalogram | Implicit via training; no explicit selection mechanism
447 | ResNet50 1s Sc4 | time frequency via scalogram | Implicit via training; no explicit selection mechanism
447 | ResNet50 1s Sc10 | time frequency via scalogram | Implicit via training; no explicit selection mechanism
447 | ResNet50 1s Sp2 | time frequency via spectrogram | Implicit via training; no explicit selection mechanism
447 | ResNet50 1s Sp4 | time frequency via spectrogram | Implicit via training; no explicit selection mechanism
447 | ResNet50 1s Sp10 | time frequency via spectrogram | Implicit via training; no explicit selection mechanism
447 | ResNet50 1s Mel2 | time frequency via mel-spectrogram | Implicit via training; no explicit selection mechanism
447 | ResNet50 1s Mel4 | time frequency via mel-spectrogram | Implicit via training; no explicit selection mechanism
447 | ResNet50 1s Mel10 | time frequency via mel-spectrogram | Implicit via training; no explicit selection mechanism
447 | ResNet50 3s Sc2 | time frequency via scalogram | Implicit via training; no explicit selection mechanism
447 | ResNet50 3s Sc4 | time frequency via scalogram | Implicit via training; no explicit selection mechanism
447 | ResNet50 3s Sc10 | time frequency via scalogram | Implicit via training; no explicit selection mechanism
447 | ResNet50 3s Sp2 | time frequency via spectrogram | Implicit via training; no explicit selection mechanism
447 | ResNet50 3s Sp4 | time frequency via spectrogram | Implicit via training; no explicit selection mechanism
447 | ResNet50 3s Sp10 | time frequency via spectrogram | Implicit via training; no explicit selection mechanism
447 | ResNet50 3s Mel2 | time frequency via mel-spectrogram | Implicit via training; no explicit selection mechanism
447 | ResNet50 3s Mel4 | time frequency via mel-spectrogram | Implicit via training; no explicit selection mechanism
447 | ResNet50 3s Mel10 | time frequency via mel-spectrogram | Implicit via training; no explicit selection mechanism
447 | ResNet50 5s Sc2 | time frequency via scalogram | Implicit via training; no explicit selection mechanism
447 | ResNet50 5s Sc4 | time frequency via scalogram | Implicit via training; no explicit selection mechanism
447 | ResNet50 5s Sc10 | time frequency via scalogram | Implicit via training; no explicit selection mechanism
447 | ResNet50 5s Sp2 | time frequency via spectrogram | Implicit via training; no explicit selection mechanism
447 | ResNet50 5s Sp4 | time frequency via spectrogram | Implicit via training; no explicit selection mechanism
447 | ResNet50 5s Sp10 | time frequency via spectrogram | Implicit via training; no explicit selection mechanism
447 | ResNet50 5s Mel2 | time frequency via mel-spectrogram | Implicit via training; no explicit selection mechanism
447 | ResNet50 5s Mel4 | time frequency via mel-spectrogram | Implicit via training; no explicit selection mechanism
447 | ResNet50 5s Mel10 | time frequency via mel-spectrogram | Implicit via training; no explicit selection mechanism
447 | DensNet201 1s Sc2 | time frequency via scalogram | Implicit via training; no explicit selection mechanism
447 | DensNet201 1s Sc4 | time frequency via scalogram | Implicit via training; no explicit selection mechanism
447 | DensNet201 1s Sc10 | time frequency via scalogram | Implicit via training; no explicit selection mechanism
447 | DensNet201 1s Sp2 | time frequency via spectrogram | Implicit via training; no explicit selection mechanism
447 | DensNet201 1s Sp4 | time frequency via spectrogram | Implicit via training; no explicit selection mechanism
447 | DensNet201 1s Sp10 | time frequency via spectrogram | Implicit via training; no explicit selection mechanism
447 | DensNet201 1s Mel2 | time frequency via mel-spectrogram | Implicit via training; no explicit selection mechanism
447 | DensNet201 1s Mel4 | time frequency via mel-spectrogram | Implicit via training; no explicit selection mechanism
447 | DensNet201 1s Mel10 | time frequency via mel-spectrogram | Implicit via training; no explicit selection mechanism
447 | DensNet201 3s Sc2 | time frequency via scalogram | Implicit via training; no explicit selection mechanism
447 | DensNet201 3s Sc4 | time frequency via scalogram | Implicit via training; no explicit selection mechanism
447 | DensNet201 3s Sc10 | time frequency via scalogram | Implicit via training; no explicit selection mechanism
447 | DensNet201 3s Sp2 | time frequency via spectrogram | Implicit via training; no explicit selection mechanism
447 | DensNet201 3s Sp4 | time frequency via spectrogram | Implicit via training; no explicit selection mechanism
447 | DensNet201 3s Sp10 | time frequency via spectrogram | Implicit via training; no explicit selection mechanism
447 | DensNet201 3s Mel2 | time frequency via mel-spectrogram | Implicit via training; no explicit selection mechanism
447 | DensNet201 3s Mel4 | time frequency via mel-spectrogram | Implicit via training; no explicit selection mechanism
447 | DensNet201 3s Mel10 | time frequency via mel-spectrogram | Implicit via training; no explicit selection mechanism
447 | DensNet201 5s Sc2 | time frequency via scalogram | Implicit via training; no explicit selection mechanism
447 | DensNet201 5s Sc4 | time frequency via scalogram | Implicit via training; no explicit selection mechanism
447 | DensNet201 5s Sc10 | time frequency via scalogram | Implicit via training; no explicit selection mechanism
447 | DensNet201 5s Sp2 | time frequency via spectrogram | Implicit via training; no explicit selection mechanism
447 | DensNet201 5s Sp4 | time frequency via spectrogram | Implicit via training; no explicit selection mechanism
447 | DensNet201 5s Sp10 | time frequency via spectrogram | Implicit via training; no explicit selection mechanism
447 | DensNet201 5s Mel2 | time frequency via mel-spectrogram | Implicit via training; no explicit selection mechanism
447 | DensNet201 5s Mel4 | time frequency via mel-spectrogram | Implicit via training; no explicit selection mechanism
447 | DensNet201 5s Mel10 | time frequency via mel-spectrogram | Implicit via training; no explicit selection mechanism
447 | ResNet50 1s Sc2 Resting | time frequency via scalogram | Implicit via training; no explicit selection mechanism
447 | ResNet50 1s Sc4 Resting | time frequency via scalogram | Implicit via training; no explicit selection mechanism
447 | ResNet50 1s Sc10 Resting | time frequency via scalogram | Implicit via training; no explicit selection mechanism
447 | ResNet50 1s Sp2 Resting | time frequency via spectrogram | Implicit via training; no explicit selection mechanism
447 | ResNet50 1s Sp4 Resting | time frequency via spectrogram | Implicit via training; no explicit selection mechanism
447 | ResNet50 1s Sp10 Resting | time frequency via spectrogram | Implicit via training; no explicit selection mechanism
447 | ResNet50 1s Mel2 Resting | time frequency via mel-spectrogram | Implicit via training; no explicit selection mechanism
447 | ResNet50 1s Mel4 Resting | time frequency via mel-spectrogram | Implicit via training; no explicit selection mechanism
447 | ResNet50 1s Mel10 Resting | time frequency via mel-spectrogram | Implicit via training; no explicit selection mechanism
447 | ResNet50 3s Sc2 Resting | time frequency via scalogram | Implicit via training; no explicit selection mechanism
447 | ResNet50 3s Sc4 Resting | time frequency via scalogram | Implicit via training; no explicit selection mechanism
447 | ResNet50 3s Sc10 Resting | time frequency via scalogram | Implicit via training; no explicit selection mechanism
447 | ResNet50 3s Sp2 Resting | time frequency via spectrogram | Implicit via training; no explicit selection mechanism
447 | ResNet50 3s Sp4 Resting | time frequency via spectrogram | Implicit via training; no explicit selection mechanism
447 | ResNet50 3s Sp10 Resting | time frequency via spectrogram | Implicit via training; no explicit selection mechanism
447 | ResNet50 3s Mel2 Resting | time frequency via mel-spectrogram | Implicit via training; no explicit selection mechanism
447 | ResNet50 3s Mel4 Resting | time frequency via mel-spectrogram | Implicit via training; no explicit selection mechanism
447 | ResNet50 3s Mel10 Resting | time frequency via mel-spectrogram | Implicit via training; no explicit selection mechanism
447 | ResNet50 5s Sc2 Resting | time frequency via scalogram | Implicit via training; no explicit selection mechanism
447 | ResNet50 5s Sc4 Resting | time frequency via scalogram | Implicit via training; no explicit selection mechanism
447 | ResNet50 5s Sc10 Resting | time frequency via scalogram | Implicit via training; no explicit selection mechanism
447 | ResNet50 5s Sp2 Resting | time frequency via spectrogram | Implicit via training; no explicit selection mechanism
447 | ResNet50 5s Sp4 Resting | time frequency via spectrogram | Implicit via training; no explicit selection mechanism
447 | ResNet50 5s Sp10 Resting | time frequency via spectrogram | Implicit via training; no explicit selection mechanism
447 | ResNet50 5s Mel2 Resting | time frequency via mel-spectrogram | Implicit via training; no explicit selection mechanism
447 | ResNet50 5s Mel4 Resting | time frequency via mel-spectrogram | Implicit via training; no explicit selection mechanism
447 | ResNet50 5s Mel10 Resting | time frequency via mel-spectrogram | Implicit via training; no explicit selection mechanism
447 | ResNet50 1s Sc2 Walking | time frequency via scalogram | Implicit via training; no explicit selection mechanism
447 | ResNet50 1s Sc4 Walking | time frequency via scalogram | Implicit via training; no explicit selection mechanism
447 | ResNet50 1s Sc10 Walking | time frequency via scalogram | Implicit via training; no explicit selection mechanism
447 | ResNet50 1s Sp2 Walking | time frequency via spectrogram | Implicit via training; no explicit selection mechanism
447 | ResNet50 1s Sp4 Walking | time frequency via spectrogram | Implicit via training; no explicit selection mechanism
447 | ResNet50 1s Sp10 Walking | time frequency via spectrogram | Implicit via training; no explicit selection mechanism
447 | ResNet50 1s Mel2 Walking | time frequency via mel-spectrogram | Implicit via training; no explicit selection mechanism
447 | ResNet50 1s Mel4 Walking | time frequency via mel-spectrogram | Implicit via training; no explicit selection mechanism
447 | ResNet50 1s Mel10 Walking | time frequency via mel-spectrogram | Implicit via training; no explicit selection mechanism
447 | ResNet50 3s Sc2 Walking | time frequency via scalogram | Implicit via training; no explicit selection mechanism
447 | ResNet50 3s Sc4 Walking | time frequency via scalogram | Implicit via training; no explicit selection mechanism
447 | ResNet50 3s Sc10 Walking | time frequency via scalogram | Implicit via training; no explicit selection mechanism
447 | ResNet50 3s Sp2 Walking | time frequency via spectrogram | Implicit via training; no explicit selection mechanism
447 | ResNet50 3s Sp4 Walking | time frequency via spectrogram | Implicit via training; no explicit selection mechanism
447 | ResNet50 3s Sp10 Walking | time frequency via spectrogram | Implicit via training; no explicit selection mechanism
447 | ResNet50 3s Mel2 Walking | time frequency via mel-spectrogram | Implicit via training; no explicit selection mechanism
447 | ResNet50 3s Mel4 Walking | time frequency via mel-spectrogram | Implicit via training; no explicit selection mechanism
447 | ResNet50 3s Mel10 Walking | time frequency via mel-spectrogram | Implicit via training; no explicit selection mechanism
447 | ResNet50 5s Sc2 Walking | time frequency via scalogram | Implicit via training; no explicit selection mechanism
447 | ResNet50 5s Sc4 Walking | time frequency via scalogram | Implicit via training; no explicit selection mechanism
447 | ResNet50 5s Sc10 Walking | time frequency via scalogram | Implicit via training; no explicit selection mechanism
447 | ResNet50 5s Sp2 Walking | time frequency via spectrogram | Implicit via training; no explicit selection mechanism
447 | ResNet50 5s Sp4 Walking | time frequency via spectrogram | Implicit via training; no explicit selection mechanism
447 | ResNet50 5s Sp10 Walking | time frequency via spectrogram | Implicit via training; no explicit selection mechanism
447 | ResNet50 5s Mel2 Walking | time frequency via mel-spectrogram | Implicit via training; no explicit selection mechanism
447 | ResNet50 5s Mel4 Walking | time frequency via mel-spectrogram | Implicit via training; no explicit selection mechanism
447 | ResNet50 5s Mel10 Walking | time frequency via mel-spectrogram | Implicit via training; no explicit selection mechanism
447 | ResNet50 1s Sc2 Standing | time frequency via scalogram | Implicit via training; no explicit selection mechanism
447 | ResNet50 1s Sc4 Standing | time frequency via scalogram | Implicit via training; no explicit selection mechanism
447 | ResNet50 1s Sc10 Standing | time frequency via scalogram | Implicit via training; no explicit selection mechanism
447 | ResNet50 1s Sp2 Standing | time frequency via spectrogram | Implicit via training; no explicit selection mechanism
447 | ResNet50 1s Sp4 Standing | time frequency via spectrogram | Implicit via training; no explicit selection mechanism
447 | ResNet50 1s Sp10 Standing | time frequency via spectrogram | Implicit via training; no explicit selection mechanism
447 | ResNet50 1s Mel2 Standing | time frequency via mel-spectrogram | Implicit via training; no explicit selection mechanism
447 | ResNet50 1s Mel4 Standing | time frequency via mel-spectrogram | Implicit via training; no explicit selection mechanism
447 | ResNet50 1s Mel10 Standing | time frequency via mel-spectrogram | Implicit via training; no explicit selection mechanism
447 | ResNet50 3s Sc2 Standing | time frequency via scalogram | Implicit via training; no explicit selection mechanism
447 | ResNet50 3s Sc4 Standing | time frequency via scalogram | Implicit via training; no explicit selection mechanism
447 | ResNet50 3s Sc10 Standing | time frequency via scalogram | Implicit via training; no explicit selection mechanism
447 | ResNet50 3s Sp2 Standing | time frequency via spectrogram | Implicit via training; no explicit selection mechanism
447 | ResNet50 3s Sp4 Standing | time frequency via spectrogram | Implicit via training; no explicit selection mechanism
447 | ResNet50 3s Sp10 Standing | time frequency via spectrogram | Implicit via training; no explicit selection mechanism
447 | ResNet50 3s Mel2 Standing | time frequency via mel-spectrogram | Implicit via training; no explicit selection mechanism
447 | ResNet50 3s Mel4 Standing | time frequency via mel-spectrogram | Implicit via training; no explicit selection mechanism
447 | ResNet50 3s Mel10 Standing | time frequency via mel-spectrogram | Implicit via training; no explicit selection mechanism
447 | ResNet50 5s Sc2 Standing | time frequency via scalogram | Implicit via training; no explicit selection mechanism
447 | ResNet50 5s Sc4 Standing | time frequency via scalogram | Implicit via training; no explicit selection mechanism
447 | ResNet50 5s Sc10 Standing | time frequency via scalogram | Implicit via training; no explicit selection mechanism
447 | ResNet50 5s Sp2 Standing | time frequency via spectrogram | Implicit via training; no explicit selection mechanism
447 | ResNet50 5s Sp4 Standing | time frequency via spectrogram | Implicit via training; no explicit selection mechanism
447 | ResNet50 5s Sp10 Standing | time frequency via spectrogram | Implicit via training; no explicit selection mechanism
447 | ResNet50 5s Mel2 Standing | time frequency via mel-spectrogram | Implicit via training; no explicit selection mechanism
447 | ResNet50 5s Mel4 Standing | time frequency via mel-spectrogram | Implicit via training; no explicit selection mechanism
447 | ResNet50 5s Mel10 Standing | time frequency via mel-spectrogram | Implicit via training; no explicit selection mechanism
447 | ResNet50 1s Sc2 walking | time frequency via scalogram | Implicit via training; no explicit selection mechanism
447 | ResNet50 1s Sc4 walking | time frequency via scalogram | Implicit via training; no explicit selection mechanism
447 | ResNet50 1s Sc10 walking | time frequency via scalogram | Implicit via training; no explicit selection mechanism
447 | ResNet50 1s Sp2 walking | time frequency via spectrogram | Implicit via training; no explicit selection mechanism
447 | ResNet50 1s Sp4 walking | time frequency via spectrogram | Implicit via training; no explicit selection mechanism
447 | ResNet50 1s Sp10 walking | time frequency via spectrogram | Implicit via training; no explicit selection mechanism
447 | ResNet50 1s Mel2 walking | time frequency via mel-spectrogram | Implicit via training; no explicit selection mechanism
447 | ResNet50 1s Mel4 walking | time frequency via mel-spectrogram | Implicit via training; no explicit selection mechanism
447 | ResNet50 1s Mel10 walking | time frequency via mel-spectrogram | Implicit via training; no explicit selection mechanism
447 | ResNet50 3s Sc2 walking | time frequency via scalogram | Implicit via training; no explicit selection mechanism
447 | ResNet50 3s Sc4 walking | time frequency via scalogram | Implicit via training; no explicit selection mechanism
447 | ResNet50 3s Sc10 walking | time frequency via scalogram | Implicit via training; no explicit selection mechanism
447 | ResNet50 3s Sp2 walking | time frequency via spectrogram | Implicit via training; no explicit selection mechanism
447 | ResNet50 3s Sp4 walking | time frequency via spectrogram | Implicit via training; no explicit selection mechanism
447 | ResNet50 3s Sp10 walking | time frequency via spectrogram | Implicit via training; no explicit selection mechanism
447 | ResNet50 3s Mel2 walking | time frequency via mel-spectrogram | Implicit via training; no explicit selection mechanism
447 | ResNet50 3s Mel4 walking | time frequency via mel-spectrogram | Implicit via training; no explicit selection mechanism
447 | ResNet50 3s Mel10 walking | time frequency via mel-spectrogram | Implicit via training; no explicit selection mechanism
447 | ResNet50 5s Sc2 walking | time frequency via scalogram | Implicit via training; no explicit selection mechanism
447 | ResNet50 5s Sc4 walking | time frequency via scalogram | Implicit via training; no explicit selection mechanism
447 | ResNet50 5s Sc10 walking | time frequency via scalogram | Implicit via training; no explicit selection mechanism
447 | ResNet50 5s Sp2 walking | time frequency via spectrogram | Implicit via training; no explicit selection mechanism
447 | ResNet50 5s Sp4 walking | time frequency via spectrogram | Implicit via training; no explicit selection mechanism
447 | ResNet50 5s Sp10 walking | time frequency via spectrogram | Implicit via training; no explicit selection mechanism
447 | ResNet50 5s Mel2 walking | time frequency via mel-spectrogram | Implicit via training; no explicit selection mechanism
447 | ResNet50 5s Mel4 walking | time frequency via mel-spectrogram | Implicit via training; no explicit selection mechanism
447 | ResNet50 5s Mel10 walking | time frequency via mel-spectrogram | Implicit via training; no explicit selection mechanism
447 | DenseNet201 1s Sc2 Resting | time frequency via scalogram | Implicit via training; no explicit selection mechanism
447 | DenseNet201 1s Sc4 Resting | time frequency via scalogram | Implicit via training; no explicit selection mechanism
447 | DenseNet201 1s Sc10 Resting | time frequency via scalogram | Implicit via training; no explicit selection mechanism
447 | DenseNet201 1s Sp2 Resting | time frequency via spectrogram | Implicit via training; no explicit selection mechanism
447 | DenseNet201 1s Sp4 Resting | time frequency via spectrogram | Implicit via training; no explicit selection mechanism
447 | DenseNet201 1s Sp10 Resting | time frequency via spectrogram | Implicit via training; no explicit selection mechanism
447 | DenseNet201 1s Mel2 Resting | time frequency via mel-spectrogram | Implicit via training; no explicit selection mechanism
447 | DenseNet201 1s Mel4 Resting | time frequency via mel-spectrogram | Implicit via training; no explicit selection mechanism
447 | DenseNet201 1s Mel10 Resting | time frequency via mel-spectrogram | Implicit via training; no explicit selection mechanism
447 | DenseNet201 3s Sc2 Resting | time frequency via scalogram | Implicit via training; no explicit selection mechanism
447 | DenseNet201 3s Sc4 Resting | time frequency via scalogram | Implicit via training; no explicit selection mechanism
447 | DenseNet201 3s Sc10 Resting | time frequency via scalogram | Implicit via training; no explicit selection mechanism
447 | DenseNet201 3s Sp2 Resting | time frequency via spectrogram | Implicit via training; no explicit selection mechanism
447 | DenseNet201 3s Sp4 Resting | time frequency via spectrogram | Implicit via training; no explicit selection mechanism
447 | DenseNet201 3s Sp10 Resting | time frequency via spectrogram | Implicit via training; no explicit selection mechanism
447 | DenseNet201 3s Mel2 Resting | time frequency via mel-spectrogram | Implicit via training; no explicit selection mechanism
447 | DenseNet201 3s Mel4 Resting | time frequency via mel-spectrogram | Implicit via training; no explicit selection mechanism
447 | DenseNet201 3s Mel10 Resting | time frequency via mel-spectrogram | Implicit via training; no explicit selection mechanism
447 | DenseNet201 5s Sc2 Resting | time frequency via scalogram | Implicit via training; no explicit selection mechanism
447 | DenseNet201 5s Sc4 Resting | time frequency via scalogram | Implicit via training; no explicit selection mechanism
447 | DenseNet201 5s Sc10 Resting | time frequency via scalogram | Implicit via training; no explicit selection mechanism
447 | DenseNet201 5s Sp2 Resting | time frequency via spectrogram | Implicit via training; no explicit selection mechanism
447 | DenseNet201 5s Sp4 Resting | time frequency via spectrogram | Implicit via training; no explicit selection mechanism
447 | DenseNet201 5s Sp10 Resting | time frequency via spectrogram | Implicit via training; no explicit selection mechanism
447 | DenseNet201 5s Mel2 Resting | time frequency via mel-spectrogram | Implicit via training; no explicit selection mechanism
447 | DenseNet201 5s Mel4 Resting | time frequency via mel-spectrogram | Implicit via training; no explicit selection mechanism
447 | DenseNet201 5s Mel10 Resting | time frequency via mel-spectrogram | Implicit via training; no explicit selection mechanism
447 | DenseNet201 1s Sc2 Walking | time frequency via scalogram | Implicit via training; no explicit selection mechanism
447 | DenseNet201 1s Sc4 Walking | time frequency via scalogram | Implicit via training; no explicit selection mechanism
447 | DenseNet201 1s Sc10 Walking | time frequency via scalogram | Implicit via training; no explicit selection mechanism
447 | DenseNet201 1s Sp2 Walking | time frequency via spectrogram | Implicit via training; no explicit selection mechanism
447 | DenseNet201 1s Sp4 Walking | time frequency via spectrogram | Implicit via training; no explicit selection mechanism
447 | DenseNet201 1s Sp10 Walking | time frequency via spectrogram | Implicit via training; no explicit selection mechanism
447 | DenseNet201 1s Mel2 Walking | time frequency via mel-spectrogram | Implicit via training; no explicit selection mechanism
447 | DenseNet201 1s Mel4 Walking | time frequency via mel-spectrogram | Implicit via training; no explicit selection mechanism
447 | DenseNet201 1s Mel10 Walking | time frequency via mel-spectrogram | Implicit via training; no explicit selection mechanism
447 | DenseNet201 3s Sc2 Walking | time frequency via scalogram | Implicit via training; no explicit selection mechanism
447 | DenseNet201 3s Sc4 Walking | time frequency via scalogram | Implicit via training; no explicit selection mechanism
447 | DenseNet201 3s Sc10 Walking | time frequency via scalogram | Implicit via training; no explicit selection mechanism
447 | DenseNet201 3s Sp2 Walking | time frequency via spectrogram | Implicit via training; no explicit selection mechanism
447 | DenseNet201 3s Sp4 Walking | time frequency via spectrogram | Implicit via training; no explicit selection mechanism
447 | DenseNet201 3s Sp10 Walking | time frequency via spectrogram | Implicit via training; no explicit selection mechanism
447 | DenseNet201 3s Mel2 Walking | time frequency via mel-spectrogram | Implicit via training; no explicit selection mechanism
447 | DenseNet201 3s Mel4 Walking | time frequency via mel-spectrogram | Implicit via training; no explicit selection mechanism
447 | DenseNet201 3s Mel10 Walking | time frequency via mel-spectrogram | Implicit via training; no explicit selection mechanism
447 | DenseNet201 5s Sc2 Walking | time frequency via scalogram | Implicit via training; no explicit selection mechanism
447 | DenseNet201 5s Sc4 Walking | time frequency via scalogram | Implicit via training; no explicit selection mechanism
447 | DenseNet201 5s Sc10 Walking | time frequency via scalogram | Implicit via training; no explicit selection mechanism
447 | DenseNet201 5s Sp2 Walking | time frequency via spectrogram | Implicit via training; no explicit selection mechanism
447 | DenseNet201 5s Sp4 Walking | time frequency via spectrogram | Implicit via training; no explicit selection mechanism
447 | DenseNet201 5s Sp10 Walking | time frequency via spectrogram | Implicit via training; no explicit selection mechanism
447 | DenseNet201 5s Mel2 Walking | time frequency via mel-spectrogram | Implicit via training; no explicit selection mechanism
447 | DenseNet201 5s Mel4 Walking | time frequency via mel-spectrogram | Implicit via training; no explicit selection mechanism
447 | DenseNet201 5s Mel10 Walking | time frequency via mel-spectrogram | Implicit via training; no explicit selection mechanism
447 | DenseNet201 1s Sc2 Standing | time frequency via scalogram | Implicit via training; no explicit selection mechanism
447 | DenseNet201 1s Sc4 Standing | time frequency via scalogram | Implicit via training; no explicit selection mechanism
447 | DenseNet201 1s Sc10 Standing | time frequency via scalogram | Implicit via training; no explicit selection mechanism
447 | DenseNet201 1s Sp2 Standing | time frequency via spectrogram | Implicit via training; no explicit selection mechanism
447 | DenseNet201 1s Sp4 Standing | time frequency via spectrogram | Implicit via training; no explicit selection mechanism
447 | DenseNet201 1s Sp10 Standing | time frequency via spectrogram | Implicit via training; no explicit selection mechanism
447 | DenseNet201 1s Mel2 Standing | time frequency via mel-spectrogram | Implicit via training; no explicit selection mechanism
447 | DenseNet201 1s Mel4 Standing | time frequency via mel-spectrogram | Implicit via training; no explicit selection mechanism
447 | DenseNet201 1s Mel10 Standing | time frequency via mel-spectrogram | Implicit via training; no explicit selection mechanism
447 | DenseNet201 3s Sc2 Standing | time frequency via scalogram | Implicit via training; no explicit selection mechanism
447 | DenseNet201 3s Sc4 Standing | time frequency via scalogram | Implicit via training; no explicit selection mechanism
447 | DenseNet201 3s Sc10 Standing | time frequency via scalogram | Implicit via training; no explicit selection mechanism
447 | DenseNet201 3s Sp2 Standing | time frequency via spectrogram | Implicit via training; no explicit selection mechanism
447 | DenseNet201 3s Sp4 Standing | time frequency via spectrogram | Implicit via training; no explicit selection mechanism
447 | DenseNet201 3s Sp10 Standing | time frequency via spectrogram | Implicit via training; no explicit selection mechanism
447 | DenseNet201 3s Mel2 Standing | time frequency via mel-spectrogram | Implicit via training; no explicit selection mechanism
447 | DenseNet201 3s Mel4 Standing | time frequency via mel-spectrogram | Implicit via training; no explicit selection mechanism
447 | DenseNet201 3s Mel10 Standing | time frequency via mel-spectrogram | Implicit via training; no explicit selection mechanism
447 | DenseNet201 5s Sc2 Standing | time frequency via scalogram | Implicit via training; no explicit selection mechanism
447 | DenseNet201 5s Sc4 Standing | time frequency via scalogram | Implicit via training; no explicit selection mechanism
447 | DenseNet201 5s Sc10 Standing | time frequency via scalogram | Implicit via training; no explicit selection mechanism
447 | DenseNet201 5s Sp2 Standing | time frequency via spectrogram | Implicit via training; no explicit selection mechanism
447 | DenseNet201 5s Sp4 Standing | time frequency via spectrogram | Implicit via training; no explicit selection mechanism
447 | DenseNet201 5s Sp10 Standing | time frequency via spectrogram | Implicit via training; no explicit selection mechanism
447 | DenseNet201 5s Mel2 Standing | time frequency via mel-spectrogram | Implicit via training; no explicit selection mechanism
447 | DenseNet201 5s Mel4 Standing | time frequency via mel-spectrogram | Implicit via training; no explicit selection mechanism
447 | DenseNet201 5s Mel10 Standing | time frequency via mel-spectrogram | Implicit via training; no explicit selection mechanism
447 | DenseNet201 1s Sc2 walking | time frequency via scalogram | Implicit via training; no explicit selection mechanism
447 | DenseNet201 1s Sc4 walking | time frequency via scalogram | Implicit via training; no explicit selection mechanism
447 | DenseNet201 1s Sc10 walking | time frequency via scalogram | Implicit via training; no explicit selection mechanism
447 | DenseNet201 1s Sp2 walking | time frequency via spectrogram | Implicit via training; no explicit selection mechanism
447 | DenseNet201 1s Sp4 walking | time frequency via spectrogram | Implicit via training; no explicit selection mechanism
447 | DenseNet201 1s Sp10 walking | time frequency via spectrogram | Implicit via training; no explicit selection mechanism
447 | DenseNet201 1s Mel2 walking | time frequency via mel-spectrogram | Implicit via training; no explicit selection mechanism
447 | DenseNet201 1s Mel4 walking | time frequency via mel-spectrogram | Implicit via training; no explicit selection mechanism
447 | DenseNet201 1s Mel10 walking | time frequency via mel-spectrogram | Implicit via training; no explicit selection mechanism
447 | DenseNet201 3s Sc2 walking | time frequency via scalogram | Implicit via training; no explicit selection mechanism
447 | DenseNet201 3s Sc4 walking | time frequency via scalogram | Implicit via training; no explicit selection mechanism
447 | DenseNet201 3s Sc10 walking | time frequency via scalogram | Implicit via training; no explicit selection mechanism
447 | DenseNet201 3s Sp2 walking | time frequency via spectrogram | Implicit via training; no explicit selection mechanism
447 | DenseNet201 3s Sp4 walking | time frequency via spectrogram | Implicit via training; no explicit selection mechanism
447 | DenseNet201 3s Sp10 walking | time frequency via spectrogram | Implicit via training; no explicit selection mechanism
447 | DenseNet201 3s Mel2 walking | time frequency via mel-spectrogram | Implicit via training; no explicit selection mechanism
447 | DenseNet201 3s Mel4 walking | time frequency via mel-spectrogram | Implicit via training; no explicit selection mechanism
447 | DenseNet201 3s Mel10 walking | time frequency via mel-spectrogram | Implicit via training; no explicit selection mechanism
447 | DenseNet201 5s Sc2 walking | time frequency via scalogram | Implicit via training; no explicit selection mechanism
447 | DenseNet201 5s Sc4 walking | time frequency via scalogram | Implicit via training; no explicit selection mechanism
447 | DenseNet201 5s Sc10 walking | time frequency via scalogram | Implicit via training; no explicit selection mechanism
447 | DenseNet201 5s Sp2 walking | time frequency via spectrogram | Implicit via training; no explicit selection mechanism
447 | DenseNet201 5s Sp4 walking | time frequency via spectrogram | Implicit via training; no explicit selection mechanism
447 | DenseNet201 5s Sp10 walking | time frequency via spectrogram | Implicit via training; no explicit selection mechanism
447 | DenseNet201 5s Mel2 walking | time frequency via mel-spectrogram | Implicit via training; no explicit selection mechanism
447 | DenseNet201 5s Mel4 walking | time frequency via mel-spectrogram | Implicit via training; no explicit selection mechanism
447 | DenseNet201 5s Mel10 walking | time frequency via mel-spectrogram | Implicit via training; no explicit selection mechanism
445 | 445.0.1 / A1 | PQRST morphology of the ECG using the signal of the QRS complex | not described | not specified | not specified
445 | 445.0.1 / A2 | PQRST morphology of the ECG using the signal of the QRS complex | not described | not specified | not specified
445 | 445.0.1 / A3 | PQRST morphology of the ECG using the signal of the QRS complex | not described | not specified | not specified
445 | 445.0.1 / B1 | PQRST morphology of the ECG using the signal of the QRS complex | not described | not specified | not specified
445 | 445.0.1 / B2 | PQRST morphology of the ECG using the signal of the QRS complex | not described | not specified | not specified
445 | 445.0.1 / C | PQRST morphology of the ECG using the signal of the QRS complex | not described | not specified | not specified
486 | 486.0.1 / Exp 2 Bior1.1 D1 | time-domain statistical features from wavelet-decomposed signal into 3 sub-bands (Variance, Mean energy, Minimum energy, Maximum energy, Mean, Minimum amplitude, Standard deviation (STD), Maximum amplitude, Range, Peak-to-peak, Root‑mean‑square (RMS), Peak magnitude to RMS ratio) from each detail (D1–D3) and approximation (A1–A3) | features were selected from 13 candidates using a prior experiment on 12 individuals | 12 | 12
486 | 486.0.1 / Exp 2 Bior1.1 A1 | time-domain statistical features from wavelet-decomposed signal into 3 sub-bands (Variance, Mean energy, Minimum energy, Maximum energy, Mean, Minimum amplitude, Standard deviation (STD), Maximum amplitude, Range, Peak-to-peak, Root‑mean‑square (RMS), Peak magnitude to RMS ratio) from each detail (D1–D3) and approximation (A1–A3) | features were selected from 13 candidates using a prior experiment on 12 individuals | 12 | 12
486 | 486.0.1 / Exp 2 Bior1.1 D2 | time-domain statistical features from wavelet-decomposed signal into 3 sub-bands (Variance, Mean energy, Minimum energy, Maximum energy, Mean, Minimum amplitude, Standard deviation (STD), Maximum amplitude, Range, Peak-to-peak, Root‑mean‑square (RMS), Peak magnitude to RMS ratio) from each detail (D1–D3) and approximation (A1–A3) | features were selected from 13 candidates using a prior experiment on 12 individuals | 12 | 12
486 | 486.0.1 / Exp 2 Bior1.1 A2 | time-domain statistical features from wavelet-decomposed signal into 3 sub-bands (Variance, Mean energy, Minimum energy, Maximum energy, Mean, Minimum amplitude, Standard deviation (STD), Maximum amplitude, Range, Peak-to-peak, Root‑mean‑square (RMS), Peak magnitude to RMS ratio) from each detail (D1–D3) and approximation (A1–A3) | features were selected from 13 candidates using a prior experiment on 12 individuals | 12 | 12
486 | 486.0.1 / Exp 2 Bior1.1 D3 | time-domain statistical features from wavelet-decomposed signal into 3 sub-bands (Variance, Mean energy, Minimum energy, Maximum energy, Mean, Minimum amplitude, Standard deviation (STD), Maximum amplitude, Range, Peak-to-peak, Root‑mean‑square (RMS), Peak magnitude to RMS ratio) from each detail (D1–D3) and approximation (A1–A3) | features were selected from 13 candidates using a prior experiment on 12 individuals | 12 | 12
486 | 486.0.1 / Exp 2 Bior1.1 A3 | time-domain statistical features from wavelet-decomposed signal into 3 sub-bands (Variance, Mean energy, Minimum energy, Maximum energy, Mean, Minimum amplitude, Standard deviation (STD), Maximum amplitude, Range, Peak-to-peak, Root‑mean‑square (RMS), Peak magnitude to RMS ratio) from each detail (D1–D3) and approximation (A1–A3) | features were selected from 13 candidates using a prior experiment on 12 individuals | 12 | 12
486 | 486.0.1 / Exp 2 Bior1.3 D1 | time-domain statistical features from wavelet-decomposed signal into 3 sub-bands (Variance, Mean energy, Minimum energy, Maximum energy, Mean, Minimum amplitude, Standard deviation (STD), Maximum amplitude, Range, Peak-to-peak, Root‑mean‑square (RMS), Peak magnitude to RMS ratio) from each detail (D1–D3) and approximation (A1–A3) | features were selected from 13 candidates using a prior experiment on 12 individuals | 12 | 12
486 | 486.0.1 / Exp 2 Bior1.3 A1 | time-domain statistical features from wavelet-decomposed signal into 3 sub-bands (Variance, Mean energy, Minimum energy, Maximum energy, Mean, Minimum amplitude, Standard deviation (STD), Maximum amplitude, Range, Peak-to-peak, Root‑mean‑square (RMS), Peak magnitude to RMS ratio) from each detail (D1–D3) and approximation (A1–A3) | features were selected from 13 candidates using a prior experiment on 12 individuals | 12 | 12
486 | 486.0.1 / Exp 2 Bior1.3 D2 | time-domain statistical features from wavelet-decomposed signal into 3 sub-bands (Variance, Mean energy, Minimum energy, Maximum energy, Mean, Minimum amplitude, Standard deviation (STD), Maximum amplitude, Range, Peak-to-peak, Root‑mean‑square (RMS), Peak magnitude to RMS ratio) from each detail (D1–D3) and approximation (A1–A3) | features were selected from 13 candidates using a prior experiment on 12 individuals | 12 | 12
486 | 486.0.1 / Exp 2 Bior1.3 A2 | time-domain statistical features from wavelet-decomposed signal into 3 sub-bands (Variance, Mean energy, Minimum energy, Maximum energy, Mean, Minimum amplitude, Standard deviation (STD), Maximum amplitude, Range, Peak-to-peak, Root‑mean‑square (RMS), Peak magnitude to RMS ratio) from each detail (D1–D3) and approximation (A1–A3) | features were selected from 13 candidates using a prior experiment on 12 individuals | 12 | 12
486 | 486.0.1 / Exp 2 Bior1.3 D3 | time-domain statistical features from wavelet-decomposed signal into 3 sub-bands (Variance, Mean energy, Minimum energy, Maximum energy, Mean, Minimum amplitude, Standard deviation (STD), Maximum amplitude, Range, Peak-to-peak, Root‑mean‑square (RMS), Peak magnitude to RMS ratio) from each detail (D1–D3) and approximation (A1–A3) | features were selected from 13 candidates using a prior experiment on 12 individuals | 12 | 12
486 | 486.0.1 / Exp 2 Bior1.3 A3 | time-domain statistical features from wavelet-decomposed signal into 3 sub-bands (Variance, Mean energy, Minimum energy, Maximum energy, Mean, Minimum amplitude, Standard deviation (STD), Maximum amplitude, Range, Peak-to-peak, Root‑mean‑square (RMS), Peak magnitude to RMS ratio) from each detail (D1–D3) and approximation (A1–A3) | features were selected from 13 candidates using a prior experiment on 12 individuals | 12 | 12
486 | 486.0.1 / Exp 2 Bior1.5 D1 | time-domain statistical features from wavelet-decomposed signal into 3 sub-bands (Variance, Mean energy, Minimum energy, Maximum energy, Mean, Minimum amplitude, Standard deviation (STD), Maximum amplitude, Range, Peak-to-peak, Root‑mean‑square (RMS), Peak magnitude to RMS ratio) from each detail (D1–D3) and approximation (A1–A3) | features were selected from 13 candidates using a prior experiment on 12 individuals | 12 | 12
486 | 486.0.1 / Exp 2 Bior1.5 A1 | time-domain statistical features from wavelet-decomposed signal into 3 sub-bands (Variance, Mean energy, Minimum energy, Maximum energy, Mean, Minimum amplitude, Standard deviation (STD), Maximum amplitude, Range, Peak-to-peak, Root‑mean‑square (RMS), Peak magnitude to RMS ratio) from each detail (D1–D3) and approximation (A1–A3) | features were selected from 13 candidates using a prior experiment on 12 individuals | 12 | 12
486 | 486.0.1 / Exp 2 Bior1.5 D2 | time-domain statistical features from wavelet-decomposed signal into 3 sub-bands (Variance, Mean energy, Minimum energy, Maximum energy, Mean, Minimum amplitude, Standard deviation (STD), Maximum amplitude, Range, Peak-to-peak, Root‑mean‑square (RMS), Peak magnitude to RMS ratio) from each detail (D1–D3) and approximation (A1–A3) | features were selected from 13 candidates using a prior experiment on 12 individuals | 12 | 12
486 | 486.0.1 / Exp 2 Bior1.5 A2 | time-domain statistical features from wavelet-decomposed signal into 3 sub-bands (Variance, Mean energy, Minimum energy, Maximum energy, Mean, Minimum amplitude, Standard deviation (STD), Maximum amplitude, Range, Peak-to-peak, Root‑mean‑square (RMS), Peak magnitude to RMS ratio) from each detail (D1–D3) and approximation (A1–A3) | features were selected from 13 candidates using a prior experiment on 12 individuals | 12 | 12
486 | 486.0.1 / Exp 2 Bior1.5 D3 | time-domain statistical features from wavelet-decomposed signal into 3 sub-bands (Variance, Mean energy, Minimum energy, Maximum energy, Mean, Minimum amplitude, Standard deviation (STD), Maximum amplitude, Range, Peak-to-peak, Root‑mean‑square (RMS), Peak magnitude to RMS ratio) from each detail (D1–D3) and approximation (A1–A3) | features were selected from 13 candidates using a prior experiment on 12 individuals | 12 | 12
486 | 486.0.1 / Exp 2 Bior1.5 A3 | time-domain statistical features from wavelet-decomposed signal into 3 sub-bands (Variance, Mean energy, Minimum energy, Maximum energy, Mean, Minimum amplitude, Standard deviation (STD), Maximum amplitude, Range, Peak-to-peak, Root‑mean‑square (RMS), Peak magnitude to RMS ratio) from each detail (D1–D3) and approximation (A1–A3) | features were selected from 13 candidates using a prior experiment on 12 individuals | 12 | 12
486 | 486.0.1 / Exp 2 Bior2.2 D1 | time-domain statistical features from wavelet-decomposed signal into 3 sub-bands (Variance, Mean energy, Minimum energy, Maximum energy, Mean, Minimum amplitude, Standard deviation (STD), Maximum amplitude, Range, Peak-to-peak, Root‑mean‑square (RMS), Peak magnitude to RMS ratio) from each detail (D1–D3) and approximation (A1–A3) | features were selected from 13 candidates using a prior experiment on 12 individuals | 12 | 12
486 | 486.0.1 / Exp 2 Bior2.2 A1 | time-domain statistical features from wavelet-decomposed signal into 3 sub-bands (Variance, Mean energy, Minimum energy, Maximum energy, Mean, Minimum amplitude, Standard deviation (STD), Maximum amplitude, Range, Peak-to-peak, Root‑mean‑square (RMS), Peak magnitude to RMS ratio) from each detail (D1–D3) and approximation (A1–A3) | features were selected from 13 candidates using a prior experiment on 12 individuals | 12 | 12
486 | 486.0.1 / Exp 2 Bior2.2 D2 | time-domain statistical features from wavelet-decomposed signal into 3 sub-bands (Variance, Mean energy, Minimum energy, Maximum energy, Mean, Minimum amplitude, Standard deviation (STD), Maximum amplitude, Range, Peak-to-peak, Root‑mean‑square (RMS), Peak magnitude to RMS ratio) from each detail (D1–D3) and approximation (A1–A3) | features were selected from 13 candidates using a prior experiment on 12 individuals | 12 | 12
486 | 486.0.1 / Exp 2 Bior2.2 A2 | time-domain statistical features from wavelet-decomposed signal into 3 sub-bands (Variance, Mean energy, Minimum energy, Maximum energy, Mean, Minimum amplitude, Standard deviation (STD), Maximum amplitude, Range, Peak-to-peak, Root‑mean‑square (RMS), Peak magnitude to RMS ratio) from each detail (D1–D3) and approximation (A1–A3) | features were selected from 13 candidates using a prior experiment on 12 individuals | 12 | 12
486 | 486.0.1 / Exp 2 Bior2.2 D3 | time-domain statistical features from wavelet-decomposed signal into 3 sub-bands (Variance, Mean energy, Minimum energy, Maximum energy, Mean, Minimum amplitude, Standard deviation (STD), Maximum amplitude, Range, Peak-to-peak, Root‑mean‑square (RMS), Peak magnitude to RMS ratio) from each detail (D1–D3) and approximation (A1–A3) | features were selected from 13 candidates using a prior experiment on 12 individuals | 12 | 12
486 | 486.0.1 / Exp 2 Bior2.2 A3 | time-domain statistical features from wavelet-decomposed signal into 3 sub-bands (Variance, Mean energy, Minimum energy, Maximum energy, Mean, Minimum amplitude, Standard deviation (STD), Maximum amplitude, Range, Peak-to-peak, Root‑mean‑square (RMS), Peak magnitude to RMS ratio) from each detail (D1–D3) and approximation (A1–A3) | features were selected from 13 candidates using a prior experiment on 12 individuals | 12 | 12
486 | 486.0.1 / Exp 2 Bior2.4 D1 | time-domain statistical features from wavelet-decomposed signal into 3 sub-bands (Variance, Mean energy, Minimum energy, Maximum energy, Mean, Minimum amplitude, Standard deviation (STD), Maximum amplitude, Range, Peak-to-peak, Root‑mean‑square (RMS), Peak magnitude to RMS ratio) from each detail (D1–D3) and approximation (A1–A3) | features were selected from 13 candidates using a prior experiment on 12 individuals | 12 | 12
486 | 486.0.1 / Exp 2 Bior2.4 A1 | time-domain statistical features from wavelet-decomposed signal into 3 sub-bands (Variance, Mean energy, Minimum energy, Maximum energy, Mean, Minimum amplitude, Standard deviation (STD), Maximum amplitude, Range, Peak-to-peak, Root‑mean‑square (RMS), Peak magnitude to RMS ratio) from each detail (D1–D3) and approximation (A1–A3) | features were selected from 13 candidates using a prior experiment on 12 individuals | 12 | 12
486 | 486.0.1 / Exp 2 Bior2.4 D2 | time-domain statistical features from wavelet-decomposed signal into 3 sub-bands (Variance, Mean energy, Minimum energy, Maximum energy, Mean, Minimum amplitude, Standard deviation (STD), Maximum amplitude, Range, Peak-to-peak, Root‑mean‑square (RMS), Peak magnitude to RMS ratio) from each detail (D1–D3) and approximation (A1–A3) | features were selected from 13 candidates using a prior experiment on 12 individuals | 12 | 12
486 | 486.0.1 / Exp 2 Bior2.4 A2 | time-domain statistical features from wavelet-decomposed signal into 3 sub-bands (Variance, Mean energy, Minimum energy, Maximum energy, Mean, Minimum amplitude, Standard deviation (STD), Maximum amplitude, Range, Peak-to-peak, Root‑mean‑square (RMS), Peak magnitude to RMS ratio) from each detail (D1–D3) and approximation (A1–A3) | features were selected from 13 candidates using a prior experiment on 12 individuals | 12 | 12
486 | 486.0.1 / Exp 2 Bior2.4 D3 | time-domain statistical features from wavelet-decomposed signal into 3 sub-bands (Variance, Mean energy, Minimum energy, Maximum energy, Mean, Minimum amplitude, Standard deviation (STD), Maximum amplitude, Range, Peak-to-peak, Root‑mean‑square (RMS), Peak magnitude to RMS ratio) from each detail (D1–D3) and approximation (A1–A3) | features were selected from 13 candidates using a prior experiment on 12 individuals | 12 | 12
486 | 486.0.1 / Exp 2 Bior2.4 A3 | time-domain statistical features from wavelet-decomposed signal into 3 sub-bands (Variance, Mean energy, Minimum energy, Maximum energy, Mean, Minimum amplitude, Standard deviation (STD), Maximum amplitude, Range, Peak-to-peak, Root‑mean‑square (RMS), Peak magnitude to RMS ratio) from each detail (D1–D3) and approximation (A1–A3) | features were selected from 13 candidates using a prior experiment on 12 individuals | 12 | 12
486 | 486.0.1 / Exp 2 Bior2.6 D1 | time-domain statistical features from wavelet-decomposed signal into 3 sub-bands (Variance, Mean energy, Minimum energy, Maximum energy, Mean, Minimum amplitude, Standard deviation (STD), Maximum amplitude, Range, Peak-to-peak, Root‑mean‑square (RMS), Peak magnitude to RMS ratio) from each detail (D1–D3) and approximation (A1–A3) | features were selected from 13 candidates using a prior experiment on 12 individuals | 12 | 12
486 | 486.0.1 / Exp 2 Bior2.6 A1 | time-domain statistical features from wavelet-decomposed signal into 3 sub-bands (Variance, Mean energy, Minimum energy, Maximum energy, Mean, Minimum amplitude, Standard deviation (STD), Maximum amplitude, Range, Peak-to-peak, Root‑mean‑square (RMS), Peak magnitude to RMS ratio) from each detail (D1–D3) and approximation (A1–A3) | features were selected from 13 candidates using a prior experiment on 12 individuals | 12 | 12
486 | 486.0.1 / Exp 2 Bior2.6 D2 | time-domain statistical features from wavelet-decomposed signal into 3 sub-bands (Variance, Mean energy, Minimum energy, Maximum energy, Mean, Minimum amplitude, Standard deviation (STD), Maximum amplitude, Range, Peak-to-peak, Root‑mean‑square (RMS), Peak magnitude to RMS ratio) from each detail (D1–D3) and approximation (A1–A3) | features were selected from 13 candidates using a prior experiment on 12 individuals | 12 | 12
486 | 486.0.1 / Exp 2 Bior2.6 A2 | time-domain statistical features from wavelet-decomposed signal into 3 sub-bands (Variance, Mean energy, Minimum energy, Maximum energy, Mean, Minimum amplitude, Standard deviation (STD), Maximum amplitude, Range, Peak-to-peak, Root‑mean‑square (RMS), Peak magnitude to RMS ratio) from each detail (D1–D3) and approximation (A1–A3) | features were selected from 13 candidates using a prior experiment on 12 individuals | 12 | 12
486 | 486.0.1 / Exp 2 Bior2.6 D3 | time-domain statistical features from wavelet-decomposed signal into 3 sub-bands (Variance, Mean energy, Minimum energy, Maximum energy, Mean, Minimum amplitude, Standard deviation (STD), Maximum amplitude, Range, Peak-to-peak, Root‑mean‑square (RMS), Peak magnitude to RMS ratio) from each detail (D1–D3) and approximation (A1–A3) | features were selected from 13 candidates using a prior experiment on 12 individuals | 12 | 12
486 | 486.0.1 / Exp 2 Bior2.6 A3 | time-domain statistical features from wavelet-decomposed signal into 3 sub-bands (Variance, Mean energy, Minimum energy, Maximum energy, Mean, Minimum amplitude, Standard deviation (STD), Maximum amplitude, Range, Peak-to-peak, Root‑mean‑square (RMS), Peak magnitude to RMS ratio) from each detail (D1–D3) and approximation (A1–A3) | features were selected from 13 candidates using a prior experiment on 12 individuals | 12 | 12
486 | 486.0.1 / Exp 2 Bior2.8 D1 | time-domain statistical features from wavelet-decomposed signal into 3 sub-bands (Variance, Mean energy, Minimum energy, Maximum energy, Mean, Minimum amplitude, Standard deviation (STD), Maximum amplitude, Range, Peak-to-peak, Root‑mean‑square (RMS), Peak magnitude to RMS ratio) from each detail (D1–D3) and approximation (A1–A3) | features were selected from 13 candidates using a prior experiment on 12 individuals | 12 | 12
486 | 486.0.1 / Exp 2 Bior2.8 A1 | time-domain statistical features from wavelet-decomposed signal into 3 sub-bands (Variance, Mean energy, Minimum energy, Maximum energy, Mean, Minimum amplitude, Standard deviation (STD), Maximum amplitude, Range, Peak-to-peak, Root‑mean‑square (RMS), Peak magnitude to RMS ratio) from each detail (D1–D3) and approximation (A1–A3) | features were selected from 13 candidates using a prior experiment on 12 individuals | 12 | 12
486 | 486.0.1 / Exp 2 Bior2.8 D2 | time-domain statistical features from wavelet-decomposed signal into 3 sub-bands (Variance, Mean energy, Minimum energy, Maximum energy, Mean, Minimum amplitude, Standard deviation (STD), Maximum amplitude, Range, Peak-to-peak, Root‑mean‑square (RMS), Peak magnitude to RMS ratio) from each detail (D1–D3) and approximation (A1–A3) | features were selected from 13 candidates using a prior experiment on 12 individuals | 12 | 12
486 | 486.0.1 / Exp 2 Bior2.8 A2 | time-domain statistical features from wavelet-decomposed signal into 3 sub-bands (Variance, Mean energy, Minimum energy, Maximum energy, Mean, Minimum amplitude, Standard deviation (STD), Maximum amplitude, Range, Peak-to-peak, Root‑mean‑square (RMS), Peak magnitude to RMS ratio) from each detail (D1–D3) and approximation (A1–A3) | features were selected from 13 candidates using a prior experiment on 12 individuals | 12 | 12
486 | 486.0.1 / Exp 2 Bior2.8 D3 | time-domain statistical features from wavelet-decomposed signal into 3 sub-bands (Variance, Mean energy, Minimum energy, Maximum energy, Mean, Minimum amplitude, Standard deviation (STD), Maximum amplitude, Range, Peak-to-peak, Root‑mean‑square (RMS), Peak magnitude to RMS ratio) from each detail (D1–D3) and approximation (A1–A3) | features were selected from 13 candidates using a prior experiment on 12 individuals | 12 | 12
486 | 486.0.1 / Exp 2 Bior2.8 A3 | time-domain statistical features from wavelet-decomposed signal into 3 sub-bands (Variance, Mean energy, Minimum energy, Maximum energy, Mean, Minimum amplitude, Standard deviation (STD), Maximum amplitude, Range, Peak-to-peak, Root‑mean‑square (RMS), Peak magnitude to RMS ratio) from each detail (D1–D3) and approximation (A1–A3) | features were selected from 13 candidates using a prior experiment on 12 individuals | 12 | 12
486 | 486.0.1 / Exp 2 Bior3.1 D1 | time-domain statistical features from wavelet-decomposed signal into 3 sub-bands (Variance, Mean energy, Minimum energy, Maximum energy, Mean, Minimum amplitude, Standard deviation (STD), Maximum amplitude, Range, Peak-to-peak, Root‑mean‑square (RMS), Peak magnitude to RMS ratio) from each detail (D1–D3) and approximation (A1–A3) | features were selected from 13 candidates using a prior experiment on 12 individuals | 12 | 12
486 | 486.0.1 / Exp 2 Bior3.1 A1 | time-domain statistical features from wavelet-decomposed signal into 3 sub-bands (Variance, Mean energy, Minimum energy, Maximum energy, Mean, Minimum amplitude, Standard deviation (STD), Maximum amplitude, Range, Peak-to-peak, Root‑mean‑square (RMS), Peak magnitude to RMS ratio) from each detail (D1–D3) and approximation (A1–A3) | features were selected from 13 candidates using a prior experiment on 12 individuals | 12 | 12
486 | 486.0.1 / Exp 2 Bior3.1 D2 | time-domain statistical features from wavelet-decomposed signal into 3 sub-bands (Variance, Mean energy, Minimum energy, Maximum energy, Mean, Minimum amplitude, Standard deviation (STD), Maximum amplitude, Range, Peak-to-peak, Root‑mean‑square (RMS), Peak magnitude to RMS ratio) from each detail (D1–D3) and approximation (A1–A3) | features were selected from 13 candidates using a prior experiment on 12 individuals | 12 | 12
486 | 486.0.1 / Exp 2 Bior3.1 A2 | time-domain statistical features from wavelet-decomposed signal into 3 sub-bands (Variance, Mean energy, Minimum energy, Maximum energy, Mean, Minimum amplitude, Standard deviation (STD), Maximum amplitude, Range, Peak-to-peak, Root‑mean‑square (RMS), Peak magnitude to RMS ratio) from each detail (D1–D3) and approximation (A1–A3) | features were selected from 13 candidates using a prior experiment on 12 individuals | 12 | 12
486 | 486.0.1 / Exp 2 Bior3.1 D3 | time-domain statistical features from wavelet-decomposed signal into 3 sub-bands (Variance, Mean energy, Minimum energy, Maximum energy, Mean, Minimum amplitude, Standard deviation (STD), Maximum amplitude, Range, Peak-to-peak, Root‑mean‑square (RMS), Peak magnitude to RMS ratio) from each detail (D1–D3) and approximation (A1–A3) | features were selected from 13 candidates using a prior experiment on 12 individuals | 12 | 12
486 | 486.0.1 / Exp 2 Bior3.1 A3 | time-domain statistical features from wavelet-decomposed signal into 3 sub-bands (Variance, Mean energy, Minimum energy, Maximum energy, Mean, Minimum amplitude, Standard deviation (STD), Maximum amplitude, Range, Peak-to-peak, Root‑mean‑square (RMS), Peak magnitude to RMS ratio) from each detail (D1–D3) and approximation (A1–A3) | features were selected from 13 candidates using a prior experiment on 12 individuals | 12 | 12
486 | 486.0.1 / Exp 2 Bior3.3 D1 | time-domain statistical features from wavelet-decomposed signal into 3 sub-bands (Variance, Mean energy, Minimum energy, Maximum energy, Mean, Minimum amplitude, Standard deviation (STD), Maximum amplitude, Range, Peak-to-peak, Root‑mean‑square (RMS), Peak magnitude to RMS ratio) from each detail (D1–D3) and approximation (A1–A3) | features were selected from 13 candidates using a prior experiment on 12 individuals | 12 | 12
486 | 486.0.1 / Exp 2 Bior3.3 A1 | time-domain statistical features from wavelet-decomposed signal into 3 sub-bands (Variance, Mean energy, Minimum energy, Maximum energy, Mean, Minimum amplitude, Standard deviation (STD), Maximum amplitude, Range, Peak-to-peak, Root‑mean‑square (RMS), Peak magnitude to RMS ratio) from each detail (D1–D3) and approximation (A1–A3) | features were selected from 13 candidates using a prior experiment on 12 individuals | 12 | 12
486 | 486.0.1 / Exp 2 Bior3.3 D2 | time-domain statistical features from wavelet-decomposed signal into 3 sub-bands (Variance, Mean energy, Minimum energy, Maximum energy, Mean, Minimum amplitude, Standard deviation (STD), Maximum amplitude, Range, Peak-to-peak, Root‑mean‑square (RMS), Peak magnitude to RMS ratio) from each detail (D1–D3) and approximation (A1–A3) | features were selected from 13 candidates using a prior experiment on 12 individuals | 12 | 12
486 | 486.0.1 / Exp 2 Bior3.3 A2 | time-domain statistical features from wavelet-decomposed signal into 3 sub-bands (Variance, Mean energy, Minimum energy, Maximum energy, Mean, Minimum amplitude, Standard deviation (STD), Maximum amplitude, Range, Peak-to-peak, Root‑mean‑square (RMS), Peak magnitude to RMS ratio) from each detail (D1–D3) and approximation (A1–A3) | features were selected from 13 candidates using a prior experiment on 12 individuals | 12 | 12
486 | 486.0.1 / Exp 2 Bior3.3 D3 | time-domain statistical features from wavelet-decomposed signal into 3 sub-bands (Variance, Mean energy, Minimum energy, Maximum energy, Mean, Minimum amplitude, Standard deviation (STD), Maximum amplitude, Range, Peak-to-peak, Root‑mean‑square (RMS), Peak magnitude to RMS ratio) from each detail (D1–D3) and approximation (A1–A3) | features were selected from 13 candidates using a prior experiment on 12 individuals | 12 | 12
486 | 486.0.1 / Exp 2 Bior3.3 A3 | time-domain statistical features from wavelet-decomposed signal into 3 sub-bands (Variance, Mean energy, Minimum energy, Maximum energy, Mean, Minimum amplitude, Standard deviation (STD), Maximum amplitude, Range, Peak-to-peak, Root‑mean‑square (RMS), Peak magnitude to RMS ratio) from each detail (D1–D3) and approximation (A1–A3) | features were selected from 13 candidates using a prior experiment on 12 individuals | 12 | 12
486 | 486.0.1 / Exp 2 Bior3.5 D1 | time-domain statistical features from wavelet-decomposed signal into 3 sub-bands (Variance, Mean energy, Minimum energy, Maximum energy, Mean, Minimum amplitude, Standard deviation (STD), Maximum amplitude, Range, Peak-to-peak, Root‑mean‑square (RMS), Peak magnitude to RMS ratio) from each detail (D1–D3) and approximation (A1–A3) | features were selected from 13 candidates using a prior experiment on 12 individuals | 12 | 12
486 | 486.0.1 / Exp 2 Bior3.5 A1 | time-domain statistical features from wavelet-decomposed signal into 3 sub-bands (Variance, Mean energy, Minimum energy, Maximum energy, Mean, Minimum amplitude, Standard deviation (STD), Maximum amplitude, Range, Peak-to-peak, Root‑mean‑square (RMS), Peak magnitude to RMS ratio) from each detail (D1–D3) and approximation (A1–A3) | features were selected from 13 candidates using a prior experiment on 12 individuals | 12 | 12
486 | 486.0.1 / Exp 2 Bior3.5 D2 | time-domain statistical features from wavelet-decomposed signal into 3 sub-bands (Variance, Mean energy, Minimum energy, Maximum energy, Mean, Minimum amplitude, Standard deviation (STD), Maximum amplitude, Range, Peak-to-peak, Root‑mean‑square (RMS), Peak magnitude to RMS ratio) from each detail (D1–D3) and approximation (A1–A3) | features were selected from 13 candidates using a prior experiment on 12 individuals | 12 | 12
486 | 486.0.1 / Exp 2 Bior3.5 A2 | time-domain statistical features from wavelet-decomposed signal into 3 sub-bands (Variance, Mean energy, Minimum energy, Maximum energy, Mean, Minimum amplitude, Standard deviation (STD), Maximum amplitude, Range, Peak-to-peak, Root‑mean‑square (RMS), Peak magnitude to RMS ratio) from each detail (D1–D3) and approximation (A1–A3) | features were selected from 13 candidates using a prior experiment on 12 individuals | 12 | 12
486 | 486.0.1 / Exp 2 Bior3.5 D3 | time-domain statistical features from wavelet-decomposed signal into 3 sub-bands (Variance, Mean energy, Minimum energy, Maximum energy, Mean, Minimum amplitude, Standard deviation (STD), Maximum amplitude, Range, Peak-to-peak, Root‑mean‑square (RMS), Peak magnitude to RMS ratio) from each detail (D1–D3) and approximation (A1–A3) | features were selected from 13 candidates using a prior experiment on 12 individuals | 12 | 12
486 | 486.0.1 / Exp 2 Bior3.5 A3 | time-domain statistical features from wavelet-decomposed signal into 3 sub-bands (Variance, Mean energy, Minimum energy, Maximum energy, Mean, Minimum amplitude, Standard deviation (STD), Maximum amplitude, Range, Peak-to-peak, Root‑mean‑square (RMS), Peak magnitude to RMS ratio) from each detail (D1–D3) and approximation (A1–A3) | features were selected from 13 candidates using a prior experiment on 12 individuals | 12 | 12
486 | 486.0.1 / Exp 2 Bior3.7 D1 | time-domain statistical features from wavelet-decomposed signal into 3 sub-bands (Variance, Mean energy, Minimum energy, Maximum energy, Mean, Minimum amplitude, Standard deviation (STD), Maximum amplitude, Range, Peak-to-peak, Root‑mean‑square (RMS), Peak magnitude to RMS ratio) from each detail (D1–D3) and approximation (A1–A3) | features were selected from 13 candidates using a prior experiment on 12 individuals | 12 | 12
486 | 486.0.1 / Exp 2 Bior3.7 A1 | time-domain statistical features from wavelet-decomposed signal into 3 sub-bands (Variance, Mean energy, Minimum energy, Maximum energy, Mean, Minimum amplitude, Standard deviation (STD), Maximum amplitude, Range, Peak-to-peak, Root‑mean‑square (RMS), Peak magnitude to RMS ratio) from each detail (D1–D3) and approximation (A1–A3) | features were selected from 13 candidates using a prior experiment on 12 individuals | 12 | 12
486 | 486.0.1 / Exp 2 Bior3.7 D2 | time-domain statistical features from wavelet-decomposed signal into 3 sub-bands (Variance, Mean energy, Minimum energy, Maximum energy, Mean, Minimum amplitude, Standard deviation (STD), Maximum amplitude, Range, Peak-to-peak, Root‑mean‑square (RMS), Peak magnitude to RMS ratio) from each detail (D1–D3) and approximation (A1–A3) | features were selected from 13 candidates using a prior experiment on 12 individuals | 12 | 12
486 | 486.0.1 / Exp 2 Bior3.7 A2 | time-domain statistical features from wavelet-decomposed signal into 3 sub-bands (Variance, Mean energy, Minimum energy, Maximum energy, Mean, Minimum amplitude, Standard deviation (STD), Maximum amplitude, Range, Peak-to-peak, Root‑mean‑square (RMS), Peak magnitude to RMS ratio) from each detail (D1–D3) and approximation (A1–A3) | features were selected from 13 candidates using a prior experiment on 12 individuals | 12 | 12
486 | 486.0.1 / Exp 2 Bior3.7 D3 | time-domain statistical features from wavelet-decomposed signal into 3 sub-bands (Variance, Mean energy, Minimum energy, Maximum energy, Mean, Minimum amplitude, Standard deviation (STD), Maximum amplitude, Range, Peak-to-peak, Root‑mean‑square (RMS), Peak magnitude to RMS ratio) from each detail (D1–D3) and approximation (A1–A3) | features were selected from 13 candidates using a prior experiment on 12 individuals | 12 | 12
486 | 486.0.1 / Exp 2 Bior3.7 A3 | time-domain statistical features from wavelet-decomposed signal into 3 sub-bands (Variance, Mean energy, Minimum energy, Maximum energy, Mean, Minimum amplitude, Standard deviation (STD), Maximum amplitude, Range, Peak-to-peak, Root‑mean‑square (RMS), Peak magnitude to RMS ratio) from each detail (D1–D3) and approximation (A1–A3) | features were selected from 13 candidates using a prior experiment on 12 individuals | 12 | 12
486 | 486.0.1 / Exp 2 Bior3.9 D1 | time-domain statistical features from wavelet-decomposed signal into 3 sub-bands (Variance, Mean energy, Minimum energy, Maximum energy, Mean, Minimum amplitude, Standard deviation (STD), Maximum amplitude, Range, Peak-to-peak, Root‑mean‑square (RMS), Peak magnitude to RMS ratio) from each detail (D1–D3) and approximation (A1–A3) | features were selected from 13 candidates using a prior experiment on 12 individuals | 12 | 12
486 | 486.0.1 / Exp 2 Bior3.9 A1 | time-domain statistical features from wavelet-decomposed signal into 3 sub-bands (Variance, Mean energy, Minimum energy, Maximum energy, Mean, Minimum amplitude, Standard deviation (STD), Maximum amplitude, Range, Peak-to-peak, Root‑mean‑square (RMS), Peak magnitude to RMS ratio) from each detail (D1–D3) and approximation (A1–A3) | features were selected from 13 candidates using a prior experiment on 12 individuals | 12 | 12
486 | 486.0.1 / Exp 2 Bior3.9 D2 | time-domain statistical features from wavelet-decomposed signal into 3 sub-bands (Variance, Mean energy, Minimum energy, Maximum energy, Mean, Minimum amplitude, Standard deviation (STD), Maximum amplitude, Range, Peak-to-peak, Root‑mean‑square (RMS), Peak magnitude to RMS ratio) from each detail (D1–D3) and approximation (A1–A3) | features were selected from 13 candidates using a prior experiment on 12 individuals | 12 | 12
486 | 486.0.1 / Exp 2 Bior3.9 A2 | time-domain statistical features from wavelet-decomposed signal into 3 sub-bands (Variance, Mean energy, Minimum energy, Maximum energy, Mean, Minimum amplitude, Standard deviation (STD), Maximum amplitude, Range, Peak-to-peak, Root‑mean‑square (RMS), Peak magnitude to RMS ratio) from each detail (D1–D3) and approximation (A1–A3) | features were selected from 13 candidates using a prior experiment on 12 individuals | 12 | 12
486 | 486.0.1 / Exp 2 Bior3.9 D3 | time-domain statistical features from wavelet-decomposed signal into 3 sub-bands (Variance, Mean energy, Minimum energy, Maximum energy, Mean, Minimum amplitude, Standard deviation (STD), Maximum amplitude, Range, Peak-to-peak, Root‑mean‑square (RMS), Peak magnitude to RMS ratio) from each detail (D1–D3) and approximation (A1–A3) | features were selected from 13 candidates using a prior experiment on 12 individuals | 12 | 12
486 | 486.0.1 / Exp 2 Bior3.9 A3 | time-domain statistical features from wavelet-decomposed signal into 3 sub-bands (Variance, Mean energy, Minimum energy, Maximum energy, Mean, Minimum amplitude, Standard deviation (STD), Maximum amplitude, Range, Peak-to-peak, Root‑mean‑square (RMS), Peak magnitude to RMS ratio) from each detail (D1–D3) and approximation (A1–A3) | features were selected from 13 candidates using a prior experiment on 12 individuals | 12 | 12
486 | 486.0.1 / Exp 2 Bior4.4 D1 | time-domain statistical features from wavelet-decomposed signal into 3 sub-bands (Variance, Mean energy, Minimum energy, Maximum energy, Mean, Minimum amplitude, Standard deviation (STD), Maximum amplitude, Range, Peak-to-peak, Root‑mean‑square (RMS), Peak magnitude to RMS ratio) from each detail (D1–D3) and approximation (A1–A3) | features were selected from 13 candidates using a prior experiment on 12 individuals | 12 | 12
486 | 486.0.1 / Exp 2 Bior4.4 A1 | time-domain statistical features from wavelet-decomposed signal into 3 sub-bands (Variance, Mean energy, Minimum energy, Maximum energy, Mean, Minimum amplitude, Standard deviation (STD), Maximum amplitude, Range, Peak-to-peak, Root‑mean‑square (RMS), Peak magnitude to RMS ratio) from each detail (D1–D3) and approximation (A1–A3) | features were selected from 13 candidates using a prior experiment on 12 individuals | 12 | 12
486 | 486.0.1 / Exp 2 Bior4.4 D2 | time-domain statistical features from wavelet-decomposed signal into 3 sub-bands (Variance, Mean energy, Minimum energy, Maximum energy, Mean, Minimum amplitude, Standard deviation (STD), Maximum amplitude, Range, Peak-to-peak, Root‑mean‑square (RMS), Peak magnitude to RMS ratio) from each detail (D1–D3) and approximation (A1–A3) | features were selected from 13 candidates using a prior experiment on 12 individuals | 12 | 12
486 | 486.0.1 / Exp 2 Bior4.4 A2 | time-domain statistical features from wavelet-decomposed signal into 3 sub-bands (Variance, Mean energy, Minimum energy, Maximum energy, Mean, Minimum amplitude, Standard deviation (STD), Maximum amplitude, Range, Peak-to-peak, Root‑mean‑square (RMS), Peak magnitude to RMS ratio) from each detail (D1–D3) and approximation (A1–A3) | features were selected from 13 candidates using a prior experiment on 12 individuals | 12 | 12
486 | 486.0.1 / Exp 2 Bior4.4 D3 | time-domain statistical features from wavelet-decomposed signal into 3 sub-bands (Variance, Mean energy, Minimum energy, Maximum energy, Mean, Minimum amplitude, Standard deviation (STD), Maximum amplitude, Range, Peak-to-peak, Root‑mean‑square (RMS), Peak magnitude to RMS ratio) from each detail (D1–D3) and approximation (A1–A3) | features were selected from 13 candidates using a prior experiment on 12 individuals | 12 | 12
486 | 486.0.1 / Exp 2 Bior4.4 A3 | time-domain statistical features from wavelet-decomposed signal into 3 sub-bands (Variance, Mean energy, Minimum energy, Maximum energy, Mean, Minimum amplitude, Standard deviation (STD), Maximum amplitude, Range, Peak-to-peak, Root‑mean‑square (RMS), Peak magnitude to RMS ratio) from each detail (D1–D3) and approximation (A1–A3) | features were selected from 13 candidates using a prior experiment on 12 individuals | 12 | 12
486 | 486.0.1 / Exp 2 Bior5.5 D1 | time-domain statistical features from wavelet-decomposed signal into 3 sub-bands (Variance, Mean energy, Minimum energy, Maximum energy, Mean, Minimum amplitude, Standard deviation (STD), Maximum amplitude, Range, Peak-to-peak, Root‑mean‑square (RMS), Peak magnitude to RMS ratio) from each detail (D1–D3) and approximation (A1–A3) | features were selected from 13 candidates using a prior experiment on 12 individuals | 12 | 12
486 | 486.0.1 / Exp 2 Bior5.5 A1 | time-domain statistical features from wavelet-decomposed signal into 3 sub-bands (Variance, Mean energy, Minimum energy, Maximum energy, Mean, Minimum amplitude, Standard deviation (STD), Maximum amplitude, Range, Peak-to-peak, Root‑mean‑square (RMS), Peak magnitude to RMS ratio) from each detail (D1–D3) and approximation (A1–A3) | features were selected from 13 candidates using a prior experiment on 12 individuals | 12 | 12
486 | 486.0.1 / Exp 2 Bior5.5 D2 | time-domain statistical features from wavelet-decomposed signal into 3 sub-bands (Variance, Mean energy, Minimum energy, Maximum energy, Mean, Minimum amplitude, Standard deviation (STD), Maximum amplitude, Range, Peak-to-peak, Root‑mean‑square (RMS), Peak magnitude to RMS ratio) from each detail (D1–D3) and approximation (A1–A3) | features were selected from 13 candidates using a prior experiment on 12 individuals | 12 | 12
486 | 486.0.1 / Exp 2 Bior5.5 A2 | time-domain statistical features from wavelet-decomposed signal into 3 sub-bands (Variance, Mean energy, Minimum energy, Maximum energy, Mean, Minimum amplitude, Standard deviation (STD), Maximum amplitude, Range, Peak-to-peak, Root‑mean‑square (RMS), Peak magnitude to RMS ratio) from each detail (D1–D3) and approximation (A1–A3) | features were selected from 13 candidates using a prior experiment on 12 individuals | 12 | 12
486 | 486.0.1 / Exp 2 Bior5.5 D3 | time-domain statistical features from wavelet-decomposed signal into 3 sub-bands (Variance, Mean energy, Minimum energy, Maximum energy, Mean, Minimum amplitude, Standard deviation (STD), Maximum amplitude, Range, Peak-to-peak, Root‑mean‑square (RMS), Peak magnitude to RMS ratio) from each detail (D1–D3) and approximation (A1–A3) | features were selected from 13 candidates using a prior experiment on 12 individuals | 12 | 12
486 | 486.0.1 / Exp 2 Bior5.5 A3 | time-domain statistical features from wavelet-decomposed signal into 3 sub-bands (Variance, Mean energy, Minimum energy, Maximum energy, Mean, Minimum amplitude, Standard deviation (STD), Maximum amplitude, Range, Peak-to-peak, Root‑mean‑square (RMS), Peak magnitude to RMS ratio) from each detail (D1–D3) and approximation (A1–A3) | features were selected from 13 candidates using a prior experiment on 12 individuals | 12 | 12
486 | 486.0.1 / Exp 2 Bior6.8 D1 | time-domain statistical features from wavelet-decomposed signal into 3 sub-bands (Variance, Mean energy, Minimum energy, Maximum energy, Mean, Minimum amplitude, Standard deviation (STD), Maximum amplitude, Range, Peak-to-peak, Root‑mean‑square (RMS), Peak magnitude to RMS ratio) from each detail (D1–D3) and approximation (A1–A3) | features were selected from 13 candidates using a prior experiment on 12 individuals | 12 | 12
486 | 486.0.1 / Exp 2 Bior6.8 A1 | time-domain statistical features from wavelet-decomposed signal into 3 sub-bands (Variance, Mean energy, Minimum energy, Maximum energy, Mean, Minimum amplitude, Standard deviation (STD), Maximum amplitude, Range, Peak-to-peak, Root‑mean‑square (RMS), Peak magnitude to RMS ratio) from each detail (D1–D3) and approximation (A1–A3) | features were selected from 13 candidates using a prior experiment on 12 individuals | 12 | 12
486 | 486.0.1 / Exp 2 Bior6.8 D2 | time-domain statistical features from wavelet-decomposed signal into 3 sub-bands (Variance, Mean energy, Minimum energy, Maximum energy, Mean, Minimum amplitude, Standard deviation (STD), Maximum amplitude, Range, Peak-to-peak, Root‑mean‑square (RMS), Peak magnitude to RMS ratio) from each detail (D1–D3) and approximation (A1–A3) | features were selected from 13 candidates using a prior experiment on 12 individuals | 12 | 12
486 | 486.0.1 / Exp 2 Bior6.8 A2 | time-domain statistical features from wavelet-decomposed signal into 3 sub-bands (Variance, Mean energy, Minimum energy, Maximum energy, Mean, Minimum amplitude, Standard deviation (STD), Maximum amplitude, Range, Peak-to-peak, Root‑mean‑square (RMS), Peak magnitude to RMS ratio) from each detail (D1–D3) and approximation (A1–A3) | features were selected from 13 candidates using a prior experiment on 12 individuals | 12 | 12
486 | 486.0.1 / Exp 2 Bior6.8 D3 | time-domain statistical features from wavelet-decomposed signal into 3 sub-bands (Variance, Mean energy, Minimum energy, Maximum energy, Mean, Minimum amplitude, Standard deviation (STD), Maximum amplitude, Range, Peak-to-peak, Root‑mean‑square (RMS), Peak magnitude to RMS ratio) from each detail (D1–D3) and approximation (A1–A3) | features were selected from 13 candidates using a prior experiment on 12 individuals | 12 | 12
486 | 486.0.1 / Exp 2 Bior6.8 A3 | time-domain statistical features from wavelet-decomposed signal into 3 sub-bands (Variance, Mean energy, Minimum energy, Maximum energy, Mean, Minimum amplitude, Standard deviation (STD), Maximum amplitude, Range, Peak-to-peak, Root‑mean‑square (RMS), Peak magnitude to RMS ratio) from each detail (D1–D3) and approximation (A1–A3) | features were selected from 13 candidates using a prior experiment on 12 individuals | 12 | 12
486 | 486.0.1 / Exp 3 Bior1.1 Approx. Coefficient Fusion | time-domain statistical features from wavelet-decomposed signal into 3 sub-bands (Variance, Mean energy, Minimum energy, Maximum energy, Mean, Minimum amplitude, Standard deviation (STD), Maximum amplitude, Range, Peak-to-peak, Root‑mean‑square (RMS), Peak magnitude to RMS ratio) from Approximation of Coefficient Fusion Bior 1.1 | features were selected from 13 candidates using a prior experiment on 12 individuals | 36 | 36
486 | 486.0.1 / Exp 3 Bior1.1 Coefficient Fusion | time-domain statistical features from wavelet-decomposed signal into 3 sub-bands (Variance, Mean energy, Minimum energy, Maximum energy, Mean, Minimum amplitude, Standard deviation (STD), Maximum amplitude, Range, Peak-to-peak, Root‑mean‑square (RMS), Peak magnitude to RMS ratio) from Detail Coefficient Fusion Bior 1.1 | features were selected from 13 candidates using a prior experiment on 12 individuals | 36 | 36
486 | 486.0.1 / Exp 3 Bior1.3 Approx. Coefficient Fusion | time-domain statistical features from wavelet-decomposed signal into 3 sub-bands (Variance, Mean energy, Minimum energy, Maximum energy, Mean, Minimum amplitude, Standard deviation (STD), Maximum amplitude, Range, Peak-to-peak, Root‑mean‑square (RMS), Peak magnitude to RMS ratio) from Approximation of Coefficient Fusion Bior 1.3 | features were selected from 13 candidates using a prior experiment on 12 individuals | 36 | 36
486 | 486.0.1 / Exp 3 Bior1.3 Coefficient Fusion | time-domain statistical features from wavelet-decomposed signal into 3 sub-bands (Variance, Mean energy, Minimum energy, Maximum energy, Mean, Minimum amplitude, Standard deviation (STD), Maximum amplitude, Range, Peak-to-peak, Root‑mean‑square (RMS), Peak magnitude to RMS ratio) from Detail Coefficient Fusion Bior 1.3 | features were selected from 13 candidates using a prior experiment on 12 individuals | 36 | 36
486 | Approx | time-domain statistical features from wavelet-decomposed signal into 3 sub-bands (Variance, Mean energy, Minimum energy, Maximum energy, Mean, Minimum amplitude, Standard deviation (STD), Maximum amplitude, Range, Peak-to-peak, Root‑mean‑square (RMS), Peak magnitude to RMS ratio) from Approximation of Coefficient Fusion | features were selected from 13 candidates using a prior experiment on 12 individuals | 72 | 72
486 | Coef | time-domain statistical features from wavelet-decomposed signal into 3 sub-bands (Variance, Mean energy, Minimum energy, Maximum energy, Mean, Minimum amplitude, Standard deviation (STD), Maximum amplitude, Range, Peak-to-peak, Root‑mean‑square (RMS), Peak magnitude to RMS ratio) from Detail Coefficient Fusion | features were selected from 13 candidates using a prior experiment on 12 individuals | 72 | 72
382 | 382.0.1 HR CNN | Statistical Features (mean, standard deviation, variance, coefficient of variance, range, coefficient of range, energy, power, root mean square, first quartile, second quartile or median, third quartile, maximum, skewness, interquartile range, coefficient of interquartile, mean absolute deviation, kurtosis, median absolute deviation, root sum of squares, and signal to noise ratio) | Implicit via training; no explicit selection mechanism | 21 | 21
382 | 382.0.1 HR RNN | Statistical Features (mean, standard deviation, variance, coefficient of variance, range, coefficient of range, energy, power, root mean square, first quartile, second quartile or median, third quartile, maximum, skewness, interquartile range, coefficient of interquartile, mean absolute deviation, kurtosis, median absolute deviation, root sum of squares, and signal to noise ratio) | Implicit via training; no explicit selection mechanism | 21 | 21
382 | 382.0.1 HR CRNN | Statistical Features (mean, standard deviation, variance, coefficient of variance, range, coefficient of range, energy, power, root mean square, first quartile, second quartile or median, third quartile, maximum, skewness, interquartile range, coefficient of interquartile, mean absolute deviation, kurtosis, median absolute deviation, root sum of squares, and signal to noise ratio) | Implicit via training; no explicit selection mechanism | 21 | 21
382 | 382.0.1 HRB CNN | Statistical Features (mean, standard deviation, variance, coefficient of variance, range, coefficient of range, energy, power, root mean square, first quartile, second quartile or median, third quartile, maximum, skewness, interquartile range, coefficient of interquartile, mean absolute deviation, kurtosis, median absolute deviation, root sum of squares, and signal to noise ratio) + spectral features (Two-dimensional Mel-frequency cepstral coefficient features are transformed into one-dimensional features by condensing along the time axis using the average values) | Implicit via training; no explicit selection mechanism | 21 + 40 | 61
382 | 382.0.1 HRB RNN | Statistical Features (mean, standard deviation, variance, coefficient of variance, range, coefficient of range, energy, power, root mean square, first quartile, second quartile or median, third quartile, maximum, skewness, interquartile range, coefficient of interquartile, mean absolute deviation, kurtosis, median absolute deviation, root sum of squares, and signal to noise ratio) + spectral features (Two-dimensional Mel-frequency cepstral coefficient features are transformed into one-dimensional features by condensing along the time axis using the average values) | Implicit via training; no explicit selection mechanism | 21 + 40 | 61
382 | 382.0.1 HRB CRNN | Statistical Features (mean, standard deviation, variance, coefficient of variance, range, coefficient of range, energy, power, root mean square, first quartile, second quartile or median, third quartile, maximum, skewness, interquartile range, coefficient of interquartile, mean absolute deviation, kurtosis, median absolute deviation, root sum of squares, and signal to noise ratio) + spectral features (Two-dimensional Mel-frequency cepstral coefficient features are transformed into one-dimensional features by condensing along the time axis using the average values) | Implicit via training; no explicit selection mechanism | 21 + 40 | 61
374 | 374.0.1 | time series data (Automatic feature extraction via DL) | Implicit via training; no explicit selection mechanism
266 | 15 15 20 15 | time series data (Automatic feature extraction via DL) | Implicit via training; no explicit selection mechanism
266 | 15 15 30 15 | time series data (Automatic feature extraction via DL) | Implicit via training; no explicit selection mechanism
266 | 15 15 40 15 | time series data (Automatic feature extraction via DL) | Implicit via training; no explicit selection mechanism
266 | 15 15 50 15 | time series data (Automatic feature extraction via DL) | Implicit via training; no explicit selection mechanism
266 | 30 15 20 15 | time series data (Automatic feature extraction via DL) | Implicit via training; no explicit selection mechanism
266 | 30 15 30 15 | time series data (Automatic feature extraction via DL) | Implicit via training; no explicit selection mechanism
266 | 30 15 40 15 | time series data (Automatic feature extraction via DL) | Implicit via training; no explicit selection mechanism
266 | 30 15 50 15 | time series data (Automatic feature extraction via DL) | Implicit via training; no explicit selection mechanism
266 | 30 32 20 15 | time series data (Automatic feature extraction via DL) | Implicit via training; no explicit selection mechanism
266 | 30 32 30 32 | time series data (Automatic feature extraction via DL) | Implicit via training; no explicit selection mechanism
266 | 30 32 40 32 | time series data (Automatic feature extraction via DL) | Implicit via training; no explicit selection mechanism
266 | 30 32 50 32 | time series data (Automatic feature extraction via DL) | Implicit via training; no explicit selection mechanism

## Authentication
id | experience | Authentication algorithm | Algorithm Details | Multimodal | Fusion | continuous | permanence | situational stability
28 |  | LSTM | Exponentially Weighted Moving Average (EWMA) Confidence unit | no |  | yes | no | all during driving task
36 | Hexoskin M50 NB | NB | NB + Manhattan distance | no |  | no | no | high - several settings (resting, standing, walking, walking uphill)
36 | Hexoskin M40 NB | NB | NB + Manhattan distance | no |  | no | no | high - several settings (resting, standing, walking, walking uphill)
36 | Hexoskin M30 NB | NB | NB + Manhattan distance | no |  | no | no | high - several settings (resting, standing, walking, walking uphill)
36 | Hexoskin E50 NB | NB | NB + Euclidian distance | no |  | no | no | high - several settings (resting, standing, walking, walking uphill)
36 | Hexoskin E40 NB | NB | NB + Euclidian distance | no |  | no | no | high - several settings (resting, standing, walking, walking uphill)
36 | Hexoskin E30 NB | NB | NB + Euclidian distance | no |  | no | no | high - several settings (resting, standing, walking, walking uphill)
36 | Hexoskin M50 DT | DT | DT + Manhattan distance | no |  | no | no | high - several settings (resting, standing, walking, walking uphill)
36 | Hexoskin M40 DT | DT | DT + Manhattan distance | no |  | no | no | high - several settings (resting, standing, walking, walking uphill)
36 | Hexoskin M30 DT | DT | DT + Manhattan distance | no |  | no | no | high - several settings (resting, standing, walking, walking uphill)
36 | Hexoskin E50 DT | DT | DT + Euclidian distance | no |  | no | no | high - several settings (resting, standing, walking, walking uphill)
36 | Hexoskin E40 DT | DT | DT + Euclidian distance | no |  | no | no | high - several settings (resting, standing, walking, walking uphill)
36 | Hexoskin E30 DT | DT | DT + Euclidian distance | no |  | no | no | high - several settings (resting, standing, walking, walking uphill)
43 |  | CNN | binarized neural network (EABNN) using convolutional layer with binarized weights, max pooling and fully connected layers | no |  | no | no | ?
55 | Empatica kNN 9/1 | kNN |  | no |  | no | no | moderate (several situations including stress)
55 | Empatica RF 9/1 | RF | majority class subsampling | no |  | no | no | moderate (several situations including stress)
55 | Empatica MLP 9/1 | MLP | majority class subsampling, MLP with one hidden layer | no |  | no | no | moderate (several situations including stress)
55 | Empatica LR 9/1 | LR | majority class subsampling | no |  | no | no | moderate (several situations including stress)
55 | Empatica NB 9/1 | NB | majority class subsampling | no |  | no | no | moderate (several situations including stress)
55 | S kNN 9/1 | kNN | majority class subsampling | no |  | no | no | moderate (several situations including stress)
55 | S RF 9/1 | RF | majority class subsampling | no |  | no | no | moderate (several situations including stress)
55 | S MLP 9/1 | MLP | majority class subsampling, MLP with one hidden layer | no |  | no | no | moderate (several situations including stress)
55 | S LR 9/1 | LR | majority class subsampling | no |  | no | no | moderate (several situations including stress)
55 | S NB 9/1 | NB | majority class subsampling | no |  | no | no | moderate (several situations including stress)
55 | S2 kNN 9/1 | kNN | majority class subsampling | no |  | no | no | moderate (several situations including stress)
55 | S2 RF 9/1 | RF | majority class subsampling | no |  | no | no | moderate (several situations including stress)
55 | S2 MLP 9/1 | MLP | majority class subsampling, MLP with one hidden layer | no |  | no | no | moderate (several situations including stress)
55 | S2 LR 9/1 | LR | majority class subsampling | no |  | no | no | moderate (several situations including stress)
55 | S2 NB 9/1 | NB | majority class subsampling | no |  | no | no | moderate (several situations including stress)
55 | Empatica kNN 7/3 | kNN | majority class subsampling | no |  | no | no | moderate (several situations including stress)
55 | Empatica RF 7/3 | RF | majority class subsampling | no |  | no | no | moderate (several situations including stress)
55 | Empatica MLP 7/3 | MLP | majority class subsampling, MLP with one hidden layer | no |  | no | no | moderate (several situations including stress)
55 | Empatica LR 7/3 | LR | majority class subsampling | no |  | no | no | moderate (several situations including stress)
55 | Empatica NB 7/3 | NB | majority class subsampling | no |  | no | no | moderate (several situations including stress)
55 | S kNN 7/3 | kNN | majority class subsampling | no |  | no | no | moderate (several situations including stress)
55 | S RF 7/3 | RF | majority class subsampling | no |  | no | no | moderate (several situations including stress)
55 | S MLP 7/3 | MLP | majority class subsampling, MLP with one hidden layer | no |  | no | no | moderate (several situations including stress)
55 | S LR 7/3 | LR | majority class subsampling | no |  | no | no | moderate (several situations including stress)
55 | S NB 7/3 | NB | majority class subsampling | no |  | no | no | moderate (several situations including stress)
55 | S2 kNN 7/3 | kNN | majority class subsampling | no |  | no | no | moderate (several situations including stress)
55 | S2 RF 7/3 | RF | majority class subsampling | no |  | no | no | moderate (several situations including stress)
55 | S2 MLP 7/3 | MLP | majority class subsampling, MLP with one hidden layer | no |  | no | no | moderate (several situations including stress)
55 | S2 LR 7/3 | LR | majority class subsampling | no |  | no | no | moderate (several situations including stress)
55 | S2 NB 7/3 | NB | majority class subsampling | no |  | no | no | moderate (several situations including stress)
75 | SVM AC/DCT | SVM | activity classification + SMOTE + SVM | no |  | no | no | small (working at desk + resting)
75 | RF AC/DCT | RF | activity classification + SMOTE + RF | no |  | no | no | small (working at desk + resting)
75 | XGB AC/DCT | GBM | activity classification + SMOTE + XGB | no |  | no | no | small (working at desk + resting)
75 | MLP AC/DCT | MLP | activity classification + SMOTE + MLP | no |  | no | no | small (working at desk + resting)
75 | SVM MFCC | SVM | activity classification + SMOTE + SVM | no |  | no | no | small (working at desk + resting)
75 | RF MFCC | RF | activity classification + SMOTE + RF | no |  | no | no | small (working at desk + resting)
75 | XGB MFCC | GBM | activity classification + SMOTE + XGB | no |  | no | no | small (working at desk + resting)
75 | MLP MFCC | MLP | activity classification + SMOTE + MLP | no |  | no | no | small (working at desk + resting)
75 | SVM AC/DCT+MFCC | SVM | activity classification + SMOTE + SVM | no |  | no | no | small (working at desk + resting)
75 | RF AC/DCT+MFCC | RF | activity classification + SMOTE + RF | no |  | no | no | small (working at desk + resting)
75 | XGB AC/DCT+MFCC | GBM | activity classification + SMOTE + XGB | no |  | no | no | small (working at desk + resting)
75 | MLP AC/DCT+MFCC | MLP | activity classification + SMOTE + MLP | no |  | no | no | small (working at desk + resting)
75 | SVM rr | SVM | activity classification + SMOTE + SVM | no |  | no | no | no
75 | SVM ww | SVM | activity classification + SMOTE + SVM | no |  | no | no | no
75 | SVM rw | SVM | activity classification + SMOTE + SVM | no |  | no | no | small (working at desk + resting)
75 | RF rr | RF | activity classification + SMOTE + RF | no |  | no | no | no
75 | RF ww | RF | activity classification + SMOTE + RF | no |  | no | no | no
75 | RF rw | RF | activity classification + SMOTE + RF | no |  | no | no | small (working at desk + resting)
75 | XGB rr | GBM | activity classification + SMOTE + XGB | no |  | no | no | no
75 | XGB ww | GBM | activity classification + SMOTE + XGB | no |  | no | no | no
75 | XGB rw | GBM | activity classification + SMOTE + XGB | no |  | no | no | small (working at desk + resting)
75 | MLP rr | MLP | activity classification + SMOTE + MLP | no |  | no | no | no
75 | MLP ww | MLP | activity classification + SMOTE + MLP | no |  | no | no | no
75 | MLP rw | MLP | activity classification + SMOTE + MLP | no |  | no | no | small (working at desk + resting)
75 | 1D CNN rr | CNN | activity classification + SMOTE + 1D-CNN with Conv1D, MaxPool1D, ADAM optimizer and learning rate 0.001 | no |  | no | no | no
75 | 1D CNN ww | CNN | activity classification + SMOTE + 1D-CNN with Conv1D, MaxPool1D, ADAM optimizer and learning rate 0.001 | no |  | no | no | no
75 | 1D CNN rw | CNN | activity classification + SMOTE + 1D-CNN with Conv1D, MaxPool1D, ADAM optimizer and learning rate 0.001 | no |  | no | no | small (working at desk + resting)
147 | Right Hand Vertical Sit | SVM | not provided | no |  | no | no | no
147 | Right Hand Horizontal Sit | SVM | not provided | no |  | no | no | no
147 | Right Hand Dorsal-Ventral Sit | SVM | not provided | no |  | no | no | no
147 | Left Hand Vertical Sit | SVM | not provided | no |  | no | no | no
147 | Left Hand Horizontal Sit | SVM | not provided | no |  | no | no | no
147 | Left Hand Dorsal-Ventral Sit | SVM | not provided | no |  | no | no | no
147 | Left Carotid Vertical Sit | SVM | not provided | no |  | no | no | no
147 | Left Carotid Horizontal Sit | SVM | not provided | no |  | no | no | no
147 | Left Carotid Dorsal-Ventral Sit | SVM | not provided | no |  | no | no | no
147 | Heart Vertical Sit | SVM | not provided | no |  | no | no | no
147 | Heart Horizontal Sit | SVM | not provided | no |  | no | no | no
147 | Heart Dorsal-Ventral Sit | SVM | not provided | no |  | no | no | no
147 | Sternum Vertical Sit | SVM | not provided | no |  | no | no | no
147 | Sternum Horizontal Sit | SVM | not provided | no |  | no | no | no
147 | Sternum Dorsal-Ventral Sit | SVM | not provided | no |  | no | no | no
147 | Right Hand Vertical Resilient Sit | SVM | not provided | no |  | no | no | no
147 | Right Hand Horizontal Resilient Sit | SVM | not provided | no |  | no | no | no
147 | Right Hand Dorsal-Ventral Resilient Sit | SVM | not provided | no |  | no | no | no
147 | Left Hand Vertical Resilient Sit | SVM | not provided | no |  | no | no | no
147 | Left Hand Horizontal Resilient Sit | SVM | not provided | no |  | no | no | no
147 | Left Hand Dorsal-Ventral Resilient Sit | SVM | not provided | no |  | no | no | no
147 | Left Carotid Vertical Resilient Sit | SVM | not provided | no |  | no | no | no
147 | Left Carotid Horizontal Resilient Sit | SVM | not provided | no |  | no | no | no
147 | Left Carotid Dorsal-Ventral Resilient Sit | SVM | not provided | no |  | no | no | no
147 | Heart Vertical Resilient Sit | SVM | not provided | no |  | no | no | no
147 | Heart Horizontal Resilient Sit | SVM | not provided | no |  | no | no | no
147 | Heart Dorsal-Ventral Resilient Sit | SVM | not provided | no |  | no | no | no
147 | Sternum Vertical Resilient Sit | SVM | not provided | no |  | no | no | no
147 | Sternum Horizontal Resilient Sit | SVM | not provided | no |  | no | no | no
147 | Sternum Dorsal-Ventral Resilient Sit | SVM | not provided | no |  | no | no | no
147 | Right Hand Vertical Stand | SVM | not provided | no |  | no | no | no
147 | Right Hand Horizontal Stand | SVM | not provided | no |  | no | no | no
147 | Right Hand Dorsal-Ventral Stand | SVM | not provided | no |  | no | no | no
147 | Left Hand Vertical Stand | SVM | not provided | no |  | no | no | no
147 | Left Hand Horizontal Stand | SVM | not provided | no |  | no | no | no
147 | Left Hand Dorsal-Ventral Stand | SVM | not provided | no |  | no | no | no
147 | Left Carotid Vertical Stand | SVM | not provided | no |  | no | no | no
147 | Left Carotid Horizontal Stand | SVM | not provided | no |  | no | no | no
147 | Left Carotid Dorsal-Ventral Stand | SVM | not provided | no |  | no | no | no
147 | Heart Vertical Stand | SVM | not provided | no |  | no | no | no
147 | Heart Horizontal Stand | SVM | not provided | no |  | no | no | no
147 | Heart Dorsal-Ventral Stand | SVM | not provided | no |  | no | no | no
147 | Sternum Vertical Stand | SVM | not provided | no |  | no | no | no
147 | Sternum Horizontal Stand | SVM | not provided | no |  | no | no | no
147 | Sternum Dorsal-Ventral Stand | SVM | not provided | no |  | no | no | no
147 | Right Hand Vertical Resilient Stand | SVM | not provided | no |  | no | no | no
147 | Right Hand Horizontal Resilient Stand | SVM | not provided | no |  | no | no | no
147 | Right Hand Dorsal-Ventral Resilient Stand | SVM | not provided | no |  | no | no | no
147 | Left Hand Vertical Resilient Stand | SVM | not provided | no |  | no | no | no
147 | Left Hand Horizontal Resilient Stand | SVM | not provided | no |  | no | no | no
147 | Left Hand Dorsal-Ventral Resilient Stand | SVM | not provided | no |  | no | no | no
147 | Left Carotid Vertical Resilient Stand | SVM | not provided | no |  | no | no | no
147 | Left Carotid Horizontal Resilient Stand | SVM | not provided | no |  | no | no | no
147 | Left Carotid Dorsal-Ventral Resilient Stand | SVM | not provided | no |  | no | no | no
147 | Heart Vertical Resilient Stand | SVM | not provided | no |  | no | no | no
147 | Heart Horizontal Resilient Stand | SVM | not provided | no |  | no | no | no
147 | Heart Dorsal-Ventral Resilient Stand | SVM | not provided | no |  | no | no | no
147 | Sternum Vertical Resilient Stand | SVM | not provided | no |  | no | no | no
147 | Sternum Horizontal Resilient Stand | SVM | not provided | no |  | no | no | no
147 | Sternum Dorsal-Ventral Resilient Stand | SVM | not provided | no |  | no | no | no
147 | Right Hand Vertical Walk | SVM | not provided | no |  | no | no | no
147 | Right Hand Horizontal Walk | SVM | not provided | no |  | no | no | no
147 | Right Hand Dorsal-Ventral Walk | SVM | not provided | no |  | no | no | no
147 | Left Hand Vertical Walk | SVM | not provided | no |  | no | no | no
147 | Left Hand Horizontal Walk | SVM | not provided | no |  | no | no | no
147 | Left Hand Dorsal-Ventral Walk | SVM | not provided | no |  | no | no | no
147 | Left Carotid Vertical Walk | SVM | not provided | no |  | no | no | no
147 | Left Carotid Horizontal Walk | SVM | not provided | no |  | no | no | no
147 | Left Carotid Dorsal-Ventral Walk | SVM | not provided | no |  | no | no | no
147 | Heart Vertical Walk | SVM | not provided | no |  | no | no | no
147 | Heart Horizontal Walk | SVM | not provided | no |  | no | no | no
147 | Heart Dorsal-Ventral Walk | SVM | not provided | no |  | no | no | no
147 | Sternum Vertical Walk | SVM | not provided | no |  | no | no | no
147 | Sternum Horizontal Walk | SVM | not provided | no |  | no | no | no
147 | Sternum Dorsal-Ventral Walk | SVM | not provided | no |  | no | no | no
147 | Right Hand Vertical Resilient Walk | SVM | not provided | no |  | no | no | no
147 | Right Hand Horizontal Resilient Walk | SVM | not provided | no |  | no | no | no
147 | Right Hand Dorsal-Ventral Resilient Walk | SVM | not provided | no |  | no | no | no
147 | Left Hand Vertical Resilient Walk | SVM | not provided | no |  | no | no | no
147 | Left Hand Horizontal Resilient Walk | SVM | not provided | no |  | no | no | no
147 | Left Hand Dorsal-Ventral Resilient Walk | SVM | not provided | no |  | no | no | no
147 | Left Carotid Vertical Resilient Walk | SVM | not provided | no |  | no | no | no
147 | Left Carotid Horizontal Resilient Walk | SVM | not provided | no |  | no | no | no
147 | Left Carotid Dorsal-Ventral Resilient Walk | SVM | not provided | no |  | no | no | no
147 | Heart Vertical Resilient Walk | SVM | not provided | no |  | no | no | no
147 | Heart Horizontal Resilient Walk | SVM | not provided | no |  | no | no | no
147 | Heart Dorsal-Ventral Resilient Walk | SVM | not provided | no |  | no | no | no
147 | Sternum Vertical Resilient Walk | SVM | not provided | no |  | no | no | no
147 | Sternum Horizontal Resilient Walk | SVM | not provided | no |  | no | no | no
147 | Sternum Dorsal-Ventral Resilient Walk | SVM | not provided | no |  | no | no | no
147 | Right Hand Vertical Post-Exercise | SVM | not provided | no |  | no | no | no
147 | Right Hand Horizontal Post-Exercise | SVM | not provided | no |  | no | no | no
147 | Right Hand Dorsal-Ventral Post-Exercise | SVM | not provided | no |  | no | no | no
147 | Left Hand Vertical Post-Exercise | SVM | not provided | no |  | no | no | no
147 | Left Hand Horizontal Post-Exercise | SVM | not provided | no |  | no | no | no
147 | Left Hand Dorsal-Ventral Post-Exercise | SVM | not provided | no |  | no | no | no
147 | Left Carotid Vertical Post-Exercise | SVM | not provided | no |  | no | no | no
147 | Left Carotid Horizontal Post-Exercise | SVM | not provided | no |  | no | no | no
147 | Left Carotid Dorsal-Ventral Post-Exercise | SVM | not provided | no |  | no | no | no
147 | Heart Vertical Post-Exercise | SVM | not provided | no |  | no | no | no
147 | Heart Horizontal Post-Exercise | SVM | not provided | no |  | no | no | no
147 | Heart Dorsal-Ventral Post-Exercise | SVM | not provided | no |  | no | no | no
147 | Sternum Vertical Post-Exercise | SVM | not provided | no |  | no | no | no
147 | Sternum Horizontal Post-Exercise | SVM | not provided | no |  | no | no | no
147 | Sternum Dorsal-Ventral Post-Exercise | SVM | not provided | no |  | no | no | no
147 | Right Hand Vertical Resilient Post-Exercise | SVM | not provided | no |  | no | no | no
147 | Right Hand Horizontal Resilient Post-Exercise | SVM | not provided | no |  | no | no | no
147 | Right Hand Dorsal-Ventral Resilient Post-Exercise | SVM | not provided | no |  | no | no | no
147 | Left Hand Vertical Resilient Post-Exercise | SVM | not provided | no |  | no | no | no
147 | Left Hand Horizontal Resilient Post-Exercise | SVM | not provided | no |  | no | no | no
147 | Left Hand Dorsal-Ventral Resilient Post-Exercise | SVM | not provided | no |  | no | no | no
147 | Left Carotid Vertical Resilient Post-Exercise | SVM | not provided | no |  | no | no | no
147 | Left Carotid Horizontal Resilient Post-Exercise | SVM | not provided | no |  | no | no | no
147 | Left Carotid Dorsal-Ventral Resilient Post-Exercise | SVM | not provided | no |  | no | no | no
147 | Heart Vertical Resilient Post-Exercise | SVM | not provided | no |  | no | no | no
147 | Heart Horizontal Resilient Post-Exercise | SVM | not provided | no |  | no | no | no
147 | Heart Dorsal-Ventral Resilient Post-Exercise | SVM | not provided | no |  | no | no | no
147 | Sternum Vertical Resilient Post-Exercise | SVM | not provided | no |  | no | no | no
147 | Sternum Horizontal Resilient Post-Exercise | SVM | not provided | no |  | no | no | no
147 | Sternum Dorsal-Ventral Resilient Post-Exercise | SVM | not provided | no |  | no | no | no
189 | NN-FF intraday | FF-NN |  | yes | feature level | yes | no | yes, everyday activities
189 | NN-FF 2 | FF-NN |  | yes | feature level | yes | 2 consecutive days tested | yes, everyday activities
189 | NN-FF 3 | FF-NN |  | yes | feature level | yes | 1 day between tests | yes, everyday activities
189 | NN-FF best score | FF-NN | not properly described, FF-NN + best performance scoring algorithm | yes | feature level | yes | 3 consecutive days tested | yes, everyday activities
205 | PPG | LSTM | 3 layers, mini-batch size 4, learning rate 0.01, SGDM optimizer | no | no | no | no | no
205 | ECG | LSTM | 3 layers, mini-batch size 4, learning rate 0.01, SGDM optimizer | no | no | no | no | no
253 |  | MLP |  | no | no | no | unclear, several days | unclear, several situations not further described
278 | S1 idle - S1 typing1 PPG | kNN |  | no | no | no | no | small (idle+typing)
278 | S1 idle - S1 touchpad PPG | kNN |  | no | no | no | no | small (idle+touchpad)
278 | S1 idle - S1 typing 2 PPG | kNN |  | no | no | no | no | small (idle+typing)
278 | S1 idle - S2 idle PPG | kNN |  | no | no | no | yes, 8 weeks | no
278 | S1 idle - S1 typing1 ECG | kNN |  | no | no | no | no | small (idle+typing)
278 | S1 idle - S1 touchpad ECG | kNN |  | no | no | no | no | small (idle+touchpad)
278 | S1 idle - S1 typing 2 ECG | kNN |  | no | no | no | no | small (idle+typing)
278 | S1 idle - S2 idle ECG | kNN |  | no | no | no | yes, 8 weeks | no
298 | static GBT | GBM |  | no | no | yes | no | no
298 | static 4 windows | GBM |  | no | no | yes | no | no
298 | static 6 windows | GBM |  | no | no | yes | no | no
298 | static 1min | GBM |  | no | no | yes | no | no
298 | static 5min | GBM |  | no | no | yes | no | no
298 | static SVM | GBM |  | no | no | yes | no | no
298 | static NN | GBM |  | no | no | yes | no | no
298 | static 25hz | GBM |  | no | no | yes | no | no
298 | far-wrist MA removal | GBM |  | no | no | yes | no | some (arm movement and sitting)
298 | far-wrist no MA removal | GBM |  | no | no | yes | no | some (arm movement and sitting)
298 | near-wrist MA removal | GBM |  | no | no | yes | no | some (arm movement and sitting)
298 | near-wrist no MA removal | GBM |  | no | no | yes | no | some (arm movement and sitting)
298 | static 2h | GBM |  | no | no | yes | 2h | no
298 | static 3h | GBM |  | no | no | yes | 3h | no
298 | static adaptive 3h | GBM | adaptive retraining for changes throughout the day | no | no | yes | 3h, involves adaptive retraining | no
298 | VMD+FastICA 12s | GBM |  | no | no | yes | no | some (arm movement and sitting)
298 | CEEMDAN + FastICA 12s | GBM |  | no | no | yes | no | some (arm movement and sitting)
298 | VMD+FastICA 24s | GBM |  | no | no | yes | no | some (arm movement and sitting)
298 | CEEMDAN + FastICA 24s | GBM |  | no | no | yes | no | some (arm movement and sitting)
305 | LR 30 EDA | LR |  | no | no | no | yes, over several days | high, data from everyday life ( days)
305 | MLP 30 EDA | MLP | 15 layers | no | no | no | yes, over several days | high, data from everyday life ( days)
305 | RF 30 EDA | RF |  | no | no | no | yes, over several days | high, data from everyday life ( days)
305 | LR 60 EDA | LR |  | no | no | no | yes, over several days | high, data from everyday life ( days)
305 | MLP 60 EDA | MLP | 15 layers | no | no | no | yes, over several days | high, data from everyday life ( days)
305 | RF 60 EDA | RF |  | no | no | no | yes, over several days | high, data from everyday life ( days)
305 | LR 120 EDA | LR |  | no | no | no | yes, over several days | high, data from everyday life ( days)
305 | MLP 120 EDA | MLP | 15 layers | no | no | no | yes, over several days | high, data from everyday life ( days)
305 | RF 120 EDA | RF |  | no | no | no | yes, over several days | high, data from everyday life ( days)
305 | LR 30 HRV | LR |  | no | no | no | yes, over several days | high, data from everyday life ( days)
305 | MLP 30 HRV | MLP | 15 layers | no | no | no | yes, over several days | high, data from everyday life ( days)
305 | RF 30 HRV | RF |  | no | no | no | yes, over several days | high, data from everyday life ( days)
305 | LR 60 HRV | LR |  | no | no | no | yes, over several days | high, data from everyday life ( days)
305 | MLP 60 HRV | MLP | 15 layers | no | no | no | yes, over several days | high, data from everyday life ( days)
305 | RF 60 HRV | RF |  | no | no | no | yes, over several days | high, data from everyday life ( days)
305 | LR 120 HRV | LR |  | no | no | no | yes, over several days | high, data from everyday life ( days)
305 | MLP 120 HRV | MLP | 15 layers | no | no | no | yes, over several days | high, data from everyday life ( days)
305 | RF 120 HRV | RF |  | no | no | no | yes, over several days | high, data from everyday life ( days)
305 | LR 30 EDA-HRV | LR |  | yes | early fusion (at feature level) | no | yes, over several days | high, data from everyday life ( days)
305 | MLP 30 EDA-HRV | MLP | 15 layers | yes | early fusion (at feature level) | no | yes, over several days | high, data from everyday life ( days)
305 | RF 30 EDA-HRV | RF |  | yes | early fusion (at feature level) | no | yes, over several days | high, data from everyday life ( days)
305 | LR 60 EDA-HRV | LR |  | yes | early fusion (at feature level) | no | yes, over several days | high, data from everyday life ( days)
305 | MLP 60 EDA-HRV | MLP | 15 layers | yes | early fusion (at feature level) | no | yes, over several days | high, data from everyday life ( days)
305 | RF 60 EDA-HRV | RF |  | yes | early fusion (at feature level) | no | yes, over several days | high, data from everyday life ( days)
305 | LR 120 EDA-HRV | LR |  | yes | early fusion (at feature level) | no | yes, over several days | high, data from everyday life ( days)
305 | MLP 120 EDA-HRV | MLP | 15 layers | yes | early fusion (at feature level) | no | yes, over several days | high, data from everyday life ( days)
305 | RF 120 EDA-HRV | RF |  | yes | early fusion (at feature level) | no | yes, over several days | high, data from everyday life ( days)
330 | Apple watch LR:ACC | LR | L2-penalty of 0.5 | no |  | no | no | no
330 | Apple watch LR:MFCC | LR | L2-penalty of 0.5 | no |  | no | no | no
330 | Apple watch LR:QRS | LR | L2-penalty of 0.5 | no |  | no | no | no
330 | Apple watch LDA:ACC | LDA | symmetric loss function | no |  | no | no | no
330 | Apple watch LDA:MFCC | LDA | symmetric loss function | no |  | no | no | no
330 | Apple watch LDA:QRS | LDA | symmetric loss function | no |  | no | no | no
330 | Apple watch SVM:ACC | SVM | L2-penalty of 0.5, linear kernel | no |  | no | no | no
330 | Apple watch SVM:MFCC | SVM | L2-penalty of 0.5, linear kernel | no |  | no | no | no
330 | Apple watch SVM:QRS | SVM | L2-penalty of 0.5, linear kernel | no |  | no | no | no
330 | Apple watch RBF-SVM:ACC | SVM | L2-penalty of 0.5, RBF | no |  | no | no | no
330 | Apple watch RBF-SVM:MFCC | SVM | L2-penalty of 0.5, RBF | no |  | no | no | no
330 | Apple watch RBF-SVM:QRS | SVM | L2-penalty of 0.5, RBF | no |  | no | no | no
330 | Apple watch KNN:ACC | kNN | 5-Nearest Neighbor | no |  | no | no | no
330 | Apple watch KNN:MFCC | kNN | 5-Nearest Neighbor | no |  | no | no | no
330 | Apple watch KNN:QRS | kNN | 5-Nearest Neighbor | no |  | no | no | no
330 | Apple watch DT:ACC | DT | Gini index, min impurity 10e-7 | no |  | no | no | no
330 | Apple watch DT:MFCC | DT | Gini index, min impurity 10e-7 | no |  | no | no | no
330 | Apple watch DT:QRS | DT | Gini index, min impurity 10e-7 | no |  | no | no | no
330 | Apple watch RF:ACC | RF | 100 trees | no |  | no | no | no
330 | Apple watch RF:MFCC | RF | 100 trees | no |  | no | no | no
330 | Apple watch RF:QRS | RF | 100 trees | no |  | no | no | no
401 | S1 in-sample 30HB s80 | TCM + LSTM + template matching | temporal convolutional network (TCN) single wave encoder and LSTM multi wave encoder, then template matching via cosine similarity | no |  | no | includes training data from several sessions? | no
401 | S1 out-of-sample 30HB s80 | TCM + LSTM + template matching | temporal convolutional network (TCN) single wave encoder and LSTM multi wave encoder, then template matching via cosine similarity | no |  | no | includes training data from several sessions? | no
401 | S1 out-of-sample 1HB s80 | TCM + LSTM + template matching | temporal convolutional network (TCN) single wave encoder and LSTM multi wave encoder, then template matching via cosine similarity | no |  | no | includes training data from several sessions? | no
401 | S1 out-of-sample 5HB s80 | TCM + LSTM + template matching | temporal convolutional network (TCN) single wave encoder and LSTM multi wave encoder, then template matching via cosine similarity | no |  | no | includes training data from several sessions? | no
401 | S1 out-of-sample 15HB s80 | TCM + LSTM + template matching | temporal convolutional network (TCN) single wave encoder and LSTM multi wave encoder, then template matching via cosine similarity | no |  | no | includes training data from several sessions? | no
401 | S1 in-sample 1HB | TCM + LSTM + template matching | temporal convolutional network (TCN) single wave encoder and LSTM multi wave encoder, then template matching via cosine similarity | no |  | no | includes training data from several sessions? | no
401 | S1 out-of-sample 30HB s20 | TCM + LSTM + template matching | temporal convolutional network (TCN) single wave encoder and LSTM multi wave encoder, then template matching via cosine similarity | no |  | no | includes training data from several sessions? | no
401 | S1 out-of-sample 30HB s40 | TCM + LSTM + template matching | temporal convolutional network (TCN) single wave encoder and LSTM multi wave encoder, then template matching via cosine similarity | no |  | no | includes training data from several sessions? | no
401 | S1 out-of-sample 30HB s60 | TCM + LSTM + template matching | temporal convolutional network (TCN) single wave encoder and LSTM multi wave encoder, then template matching via cosine similarity | no |  | no | includes training data from several sessions? | no
401 | S1 in-sample 30HB s20 | TCM + LSTM + template matching | temporal convolutional network (TCN) single wave encoder and LSTM multi wave encoder, then template matching via cosine similarity | no |  | no | includes training data from several sessions? | no
401 | S1 in-sample s80 30HB low-HR | TCM + LSTM + template matching | temporal convolutional network (TCN) single wave encoder and LSTM multi wave encoder, then template matching via cosine similarity | no |  | no | includes training data from several sessions? | no
401 | S1 in-sample s80 30HB mid-HR | TCM + LSTM + template matching | temporal convolutional network (TCN) single wave encoder and LSTM multi wave encoder, then template matching via cosine similarity | no |  | no | includes training data from several sessions? | no
401 | S1 in-sample s80 30HB high-HR | TCM + LSTM + template matching | temporal convolutional network (TCN) single wave encoder and LSTM multi wave encoder, then template matching via cosine similarity | no |  | no | includes training data from several sessions? | no
401 | S1 out-of-sample s80 30HB low-HR | TCM + LSTM + template matching | temporal convolutional network (TCN) single wave encoder and LSTM multi wave encoder, then template matching via cosine similarity | no |  | no | includes training data from several sessions? | no
401 | S1 out-of-sample s80 30HB mid-HR | TCM + LSTM + template matching | temporal convolutional network (TCN) single wave encoder and LSTM multi wave encoder, then template matching via cosine similarity | no |  | no | includes training data from several sessions? | no
401 | S1 out-of-sample s80 30HB high-HR | TCM + LSTM + template matching | temporal convolutional network (TCN) single wave encoder and LSTM multi wave encoder, then template matching via cosine similarity | no |  | no | includes training data from several sessions? | no
401 | S2 in-sample s80 30HB low-low | TCM + LSTM + template matching | temporal convolutional network (TCN) single wave encoder and LSTM multi wave encoder, then template matching via cosine similarity | no |  | no | includes training data from several sessions? | no
401 | S2 in-sample s80 30HB low-mid | TCM + LSTM + template matching | temporal convolutional network (TCN) single wave encoder and LSTM multi wave encoder, then template matching via cosine similarity | no |  | no | includes training data from several sessions? | some (rest and exercise)
401 | S2 in-sample s80 30HB low-high | TCM + LSTM + template matching | temporal convolutional network (TCN) single wave encoder and LSTM multi wave encoder, then template matching via cosine similarity | no |  | no | includes training data from several sessions? | some (rest and exercise)
401 | S2 in-sample s80 30HB mid-low | TCM + LSTM + template matching | temporal convolutional network (TCN) single wave encoder and LSTM multi wave encoder, then template matching via cosine similarity | no |  | no | includes training data from several sessions? | some (rest and exercise)
401 | S2 in-sample s80 30HB mid-mid | TCM + LSTM + template matching | temporal convolutional network (TCN) single wave encoder and LSTM multi wave encoder, then template matching via cosine similarity | no |  | no | includes training data from several sessions? | no
401 | S2 in-sample s80 30HB mid-high | TCM + LSTM + template matching | temporal convolutional network (TCN) single wave encoder and LSTM multi wave encoder, then template matching via cosine similarity | no |  | no | includes training data from several sessions? | some (rest and exercise)
401 | S2 in-sample s80 30HB high-low | TCM + LSTM + template matching | temporal convolutional network (TCN) single wave encoder and LSTM multi wave encoder, then template matching via cosine similarity | no |  | no | includes training data from several sessions? | some (rest and exercise)
401 | S2 in-sample s80 30HB high-mid | TCM + LSTM + template matching | temporal convolutional network (TCN) single wave encoder and LSTM multi wave encoder, then template matching via cosine similarity | no |  | no | includes training data from several sessions? | some (rest and exercise)
401 | S2 in-sample s80 30HB high-high | TCM + LSTM + template matching | temporal convolutional network (TCN) single wave encoder and LSTM multi wave encoder, then template matching via cosine similarity | no |  | no | includes training data from several sessions? | no
401 | S2 out-of-sample s80 30HB low-low | TCM + LSTM + template matching | temporal convolutional network (TCN) single wave encoder and LSTM multi wave encoder, then template matching via cosine similarity | no |  | no | includes training data from several sessions? | no
401 | S2 out-of-sample s80 30HB low-mid | TCM + LSTM + template matching | temporal convolutional network (TCN) single wave encoder and LSTM multi wave encoder, then template matching via cosine similarity | no |  | no | includes training data from several sessions? | some (rest and exercise)
401 | S2 out-of-sample s80 30HB low-high | TCM + LSTM + template matching | temporal convolutional network (TCN) single wave encoder and LSTM multi wave encoder, then template matching via cosine similarity | no |  | no | includes training data from several sessions? | some (rest and exercise)
401 | S2 out-of-sample s80 30HB mid-low | TCM + LSTM + template matching | temporal convolutional network (TCN) single wave encoder and LSTM multi wave encoder, then template matching via cosine similarity | no |  | no | includes training data from several sessions? | some (rest and exercise)
401 | S2 out-of-sample s80 30HB mid-mid | TCM + LSTM + template matching | temporal convolutional network (TCN) single wave encoder and LSTM multi wave encoder, then template matching via cosine similarity | no |  | no | includes training data from several sessions? | no
401 | S2 out-of-sample s80 30HB mid-high | TCM + LSTM + template matching | temporal convolutional network (TCN) single wave encoder and LSTM multi wave encoder, then template matching via cosine similarity | no |  | no | includes training data from several sessions? | some (rest and exercise)
401 | S2 out-of-sample s80 30HB high-low | TCM + LSTM + template matching | temporal convolutional network (TCN) single wave encoder and LSTM multi wave encoder, then template matching via cosine similarity | no |  | no | includes training data from several sessions? | some (rest and exercise)
401 | S2 out-of-sample s80 30HB high-mid | TCM + LSTM + template matching | temporal convolutional network (TCN) single wave encoder and LSTM multi wave encoder, then template matching via cosine similarity | no |  | no | includes training data from several sessions? | some (rest and exercise)
401 | S2 out-of-sample s80 30HB high-high | TCM + LSTM + template matching | temporal convolutional network (TCN) single wave encoder and LSTM multi wave encoder, then template matching via cosine similarity | no |  | no | includes training data from several sessions? | no
61 | L1HR binary SVM | SVM | binary SVM with RBF Kernel | no |  | no | duration for data collection not described | not described
61 | L3aHR+Resp binary SVM | SVM | binary SVM with RBF Kernel | yes | feature level | no | duration for data collection not described | different situations simulated for respiration
61 | L1HR unary SVM | SVM | unary SVM with Polynomial Kernel | no |  | no | duration for data collection not described | not described
61 | L3aHR+Resp unary SVM | SVM | unary SVM with RBF Kernel | yes | feature level | no | duration for data collection not described | different situations simulated for respiration
495 | S1 | SVM | quadratic kernel / classification | no |  | no | no | no controlled environment imposed (real-life conditions)
495 | S2 | SVM | quadratic kernel / classification | no |  | no | yes, 30 days | no controlled environment imposed (real-life conditions)
495 | S3 | SVM | quadratic kernel / classification | no |  | no | yes, 30 days | no controlled environment imposed (real-life conditions)
495 | S4 | SVM | quadratic kernel / classification | no |  | no | no | walking + no controlled environment imposed
495 | S5 | SVM | quadratic kernel / classification | no |  | no | yes, 30 days | walking + no controlled environment imposed
475 | LSTM / PM 1 subject | LSTM | 64 hidden LSTM cells + 3 fully connected layers with ReLu | no |  | no | no | no different activity levels
475 | LSTM / PM 2 subject | LSTM | 64 hidden LSTM cells + 3 fully connected layers with ReLu | no |  | no | no | no different activity levels
475 | LSTM / PM 3 subject | LSTM | 64 hidden LSTM cells + 3 fully connected layers with ReLu | no |  | no | no | no different activity levels
475 | LSTM / PM 4 subject | LSTM | 64 hidden LSTM cells + 3 fully connected layers with ReLu | no |  | no | no | no different activity levels
475 | LSTM / PM 5 subject | LSTM | 64 hidden LSTM cells + 3 fully connected layers with ReLu | no |  | no | no | no different activity levels
475 | AE / PM 1 subject | Autoencoder | 2 LSTM encoder layers + feature vectors + 2 LSTM decoder layers + dense layer | no |  | no | no | no different activity levels
475 | AE / PM 2 subject | Autoencoder | 2 LSTM encoder layers + feature vectors + 2 LSTM decoder layers + dense layer | no |  | no | no | no different activity levels
475 | AE / PM 3 subject | Autoencoder | 2 LSTM encoder layers + feature vectors + 2 LSTM decoder layers + dense layer | no |  | no | no | no different activity levels
475 | AE / PM 4 subject | Autoencoder | 2 LSTM encoder layers + feature vectors + 2 LSTM decoder layers + dense layer | no |  | no | no | no different activity levels
475 | AE / PM 5 subject | Autoencoder | 2 LSTM encoder layers + feature vectors + 2 LSTM decoder layers + dense layer | no |  | no | no | no different activity levels
460 | 460.0.1 | distance based | Distance-based matching with a threshold decision rule. Does not specify the distance measure used. | no |  | no | some (6 hour long session) | no controlled environment imposed (real-life conditions) or different activity levels, not sufficiently described
459 | level 1 | FF-NN | Feed forward, no details provided | no |  | no | no | no
459 | level 2 | FF-NN | Feed forward, no details provided | no |  | no | no | no
459 | level 3 | FF-NN | Feed forward, no details provided | no |  | no | no | no
459 | level 4 | FF-NN | Feed forward, no details provided | no |  | no | no | no
459 | level fusion | FF-NN | Feed forward, no details provided | no |  | no | no | no
455 | time | RF |  | no |  | no | no | no
455 | wavelet | RF |  | no |  | no | no | no
455 | DL | CNN | 1D convolutional neural network with max pooling, dropout, signal flattening and dense output layer | no |  | no | no | no
447 | ResNet50 1s Sc2 | CNN | CNN with residual connections (ResNet50) | no |  | no | no | different activity levels
447 | ResNet50 1s Sc4 | CNN | CNN with residual connections (ResNet50) | no |  | no | no | different activity levels
447 | ResNet50 1s Sc10 | CNN | CNN with residual connections (ResNet50) | no |  | no | no | different activity levels
447 | ResNet50 1s Sp2 | CNN | CNN with residual connections (ResNet50) | no |  | no | no | different activity levels
447 | ResNet50 1s Sp4 | CNN | CNN with residual connections (ResNet50) | no |  | no | no | different activity levels
447 | ResNet50 1s Sp10 | CNN | CNN with residual connections (ResNet50) | no |  | no | no | different activity levels
447 | ResNet50 1s Mel2 | CNN | CNN with residual connections (ResNet50) | no |  | no | no | different activity levels
447 | ResNet50 1s Mel4 | CNN | CNN with residual connections (ResNet50) | no |  | no | no | different activity levels
447 | ResNet50 1s Mel10 | CNN | CNN with residual connections (ResNet50) | no |  | no | no | different activity levels
447 | ResNet50 3s Sc2 | CNN | CNN with residual connections (ResNet50) | no |  | no | no | different activity levels
447 | ResNet50 3s Sc4 | CNN | CNN with residual connections (ResNet50) | no |  | no | no | different activity levels
447 | ResNet50 3s Sc10 | CNN | CNN with residual connections (ResNet50) | no |  | no | no | different activity levels
447 | ResNet50 3s Sp2 | CNN | CNN with residual connections (ResNet50) | no |  | no | no | different activity levels
447 | ResNet50 3s Sp4 | CNN | CNN with residual connections (ResNet50) | no |  | no | no | different activity levels
447 | ResNet50 3s Sp10 | CNN | CNN with residual connections (ResNet50) | no |  | no | no | different activity levels
447 | ResNet50 3s Mel2 | CNN | CNN with residual connections (ResNet50) | no |  | no | no | different activity levels
447 | ResNet50 3s Mel4 | CNN | CNN with residual connections (ResNet50) | no |  | no | no | different activity levels
447 | ResNet50 3s Mel10 | CNN | CNN with residual connections (ResNet50) | no |  | no | no | different activity levels
447 | ResNet50 5s Sc2 | CNN | CNN with residual connections (ResNet50) | no |  | no | no | different activity levels
447 | ResNet50 5s Sc4 | CNN | CNN with residual connections (ResNet50) | no |  | no | no | different activity levels
447 | ResNet50 5s Sc10 | CNN | CNN with residual connections (ResNet50) | no |  | no | no | different activity levels
447 | ResNet50 5s Sp2 | CNN | CNN with residual connections (ResNet50) | no |  | no | no | different activity levels
447 | ResNet50 5s Sp4 | CNN | CNN with residual connections (ResNet50) | no |  | no | no | different activity levels
447 | ResNet50 5s Sp10 | CNN | CNN with residual connections (ResNet50) | no |  | no | no | different activity levels
447 | ResNet50 5s Mel2 | CNN | CNN with residual connections (ResNet50) | no |  | no | no | different activity levels
447 | ResNet50 5s Mel4 | CNN | CNN with residual connections (ResNet50) | no |  | no | no | different activity levels
447 | ResNet50 5s Mel10 | CNN | CNN with residual connections (ResNet50) | no |  | no | no | different activity levels
447 | DensNet201 1s Sc2 | CNN | CNN with dense connections (DensNet201) | no |  | no | no | different activity levels
447 | DensNet201 1s Sc4 | CNN | CNN with dense connections (DensNet201) | no |  | no | no | different activity levels
447 | DensNet201 1s Sc10 | CNN | CNN with dense connections (DensNet201) | no |  | no | no | different activity levels
447 | DensNet201 1s Sp2 | CNN | CNN with dense connections (DensNet201) | no |  | no | no | different activity levels
447 | DensNet201 1s Sp4 | CNN | CNN with dense connections (DensNet201) | no |  | no | no | different activity levels
447 | DensNet201 1s Sp10 | CNN | CNN with dense connections (DensNet201) | no |  | no | no | different activity levels
447 | DensNet201 1s Mel2 | CNN | CNN with dense connections (DensNet201) | no |  | no | no | different activity levels
447 | DensNet201 1s Mel4 | CNN | CNN with dense connections (DensNet201) | no |  | no | no | different activity levels
447 | DensNet201 1s Mel10 | CNN | CNN with dense connections (DensNet201) | no |  | no | no | different activity levels
447 | DensNet201 3s Sc2 | CNN | CNN with dense connections (DensNet201) | no |  | no | no | different activity levels
447 | DensNet201 3s Sc4 | CNN | CNN with dense connections (DensNet201) | no |  | no | no | different activity levels
447 | DensNet201 3s Sc10 | CNN | CNN with dense connections (DensNet201) | no |  | no | no | different activity levels
447 | DensNet201 3s Sp2 | CNN | CNN with dense connections (DensNet201) | no |  | no | no | different activity levels
447 | DensNet201 3s Sp4 | CNN | CNN with dense connections (DensNet201) | no |  | no | no | different activity levels
447 | DensNet201 3s Sp10 | CNN | CNN with dense connections (DensNet201) | no |  | no | no | different activity levels
447 | DensNet201 3s Mel2 | CNN | CNN with dense connections (DensNet201) | no |  | no | no | different activity levels
447 | DensNet201 3s Mel4 | CNN | CNN with dense connections (DensNet201) | no |  | no | no | different activity levels
447 | DensNet201 3s Mel10 | CNN | CNN with dense connections (DensNet201) | no |  | no | no | different activity levels
447 | DensNet201 5s Sc2 | CNN | CNN with dense connections (DensNet201) | no |  | no | no | different activity levels
447 | DensNet201 5s Sc4 | CNN | CNN with dense connections (DensNet201) | no |  | no | no | different activity levels
447 | DensNet201 5s Sc10 | CNN | CNN with dense connections (DensNet201) | no |  | no | no | different activity levels
447 | DensNet201 5s Sp2 | CNN | CNN with dense connections (DensNet201) | no |  | no | no | different activity levels
447 | DensNet201 5s Sp4 | CNN | CNN with dense connections (DensNet201) | no |  | no | no | different activity levels
447 | DensNet201 5s Sp10 | CNN | CNN with dense connections (DensNet201) | no |  | no | no | different activity levels
447 | DensNet201 5s Mel2 | CNN | CNN with dense connections (DensNet201) | no |  | no | no | different activity levels
447 | DensNet201 5s Mel4 | CNN | CNN with dense connections (DensNet201) | no |  | no | no | different activity levels
447 | DensNet201 5s Mel10 | CNN | CNN with dense connections (DensNet201) | no |  | no | no | different activity levels
447 | ResNet50 1s Sc2 Resting | CNN | CNN with residual connections (ResNet50) | no |  | no | no | no
447 | ResNet50 1s Sc4 Resting | CNN | CNN with residual connections (ResNet50) | no |  | no | no | no
447 | ResNet50 1s Sc10 Resting | CNN | CNN with residual connections (ResNet50) | no |  | no | no | no
447 | ResNet50 1s Sp2 Resting | CNN | CNN with residual connections (ResNet50) | no |  | no | no | no
447 | ResNet50 1s Sp4 Resting | CNN | CNN with residual connections (ResNet50) | no |  | no | no | no
447 | ResNet50 1s Sp10 Resting | CNN | CNN with residual connections (ResNet50) | no |  | no | no | no
447 | ResNet50 1s Mel2 Resting | CNN | CNN with residual connections (ResNet50) | no |  | no | no | no
447 | ResNet50 1s Mel4 Resting | CNN | CNN with residual connections (ResNet50) | no |  | no | no | no
447 | ResNet50 1s Mel10 Resting | CNN | CNN with residual connections (ResNet50) | no |  | no | no | no
447 | ResNet50 3s Sc2 Resting | CNN | CNN with residual connections (ResNet50) | no |  | no | no | no
447 | ResNet50 3s Sc4 Resting | CNN | CNN with residual connections (ResNet50) | no |  | no | no | no
447 | ResNet50 3s Sc10 Resting | CNN | CNN with residual connections (ResNet50) | no |  | no | no | no
447 | ResNet50 3s Sp2 Resting | CNN | CNN with residual connections (ResNet50) | no |  | no | no | no
447 | ResNet50 3s Sp4 Resting | CNN | CNN with residual connections (ResNet50) | no |  | no | no | no
447 | ResNet50 3s Sp10 Resting | CNN | CNN with residual connections (ResNet50) | no |  | no | no | no
447 | ResNet50 3s Mel2 Resting | CNN | CNN with residual connections (ResNet50) | no |  | no | no | no
447 | ResNet50 3s Mel4 Resting | CNN | CNN with residual connections (ResNet50) | no |  | no | no | no
447 | ResNet50 3s Mel10 Resting | CNN | CNN with residual connections (ResNet50) | no |  | no | no | no
447 | ResNet50 5s Sc2 Resting | CNN | CNN with residual connections (ResNet50) | no |  | no | no | no
447 | ResNet50 5s Sc4 Resting | CNN | CNN with residual connections (ResNet50) | no |  | no | no | no
447 | ResNet50 5s Sc10 Resting | CNN | CNN with residual connections (ResNet50) | no |  | no | no | no
447 | ResNet50 5s Sp2 Resting | CNN | CNN with residual connections (ResNet50) | no |  | no | no | no
447 | ResNet50 5s Sp4 Resting | CNN | CNN with residual connections (ResNet50) | no |  | no | no | no
447 | ResNet50 5s Sp10 Resting | CNN | CNN with residual connections (ResNet50) | no |  | no | no | no
447 | ResNet50 5s Mel2 Resting | CNN | CNN with residual connections (ResNet50) | no |  | no | no | no
447 | ResNet50 5s Mel4 Resting | CNN | CNN with residual connections (ResNet50) | no |  | no | no | no
447 | ResNet50 5s Mel10 Resting | CNN | CNN with residual connections (ResNet50) | no |  | no | no | no
447 | ResNet50 1s Sc2 Walking | CNN | CNN with residual connections (ResNet50) | no |  | no | no | no
447 | ResNet50 1s Sc4 Walking | CNN | CNN with residual connections (ResNet50) | no |  | no | no | no
447 | ResNet50 1s Sc10 Walking | CNN | CNN with residual connections (ResNet50) | no |  | no | no | no
447 | ResNet50 1s Sp2 Walking | CNN | CNN with residual connections (ResNet50) | no |  | no | no | no
447 | ResNet50 1s Sp4 Walking | CNN | CNN with residual connections (ResNet50) | no |  | no | no | no
447 | ResNet50 1s Sp10 Walking | CNN | CNN with residual connections (ResNet50) | no |  | no | no | no
447 | ResNet50 1s Mel2 Walking | CNN | CNN with residual connections (ResNet50) | no |  | no | no | no
447 | ResNet50 1s Mel4 Walking | CNN | CNN with residual connections (ResNet50) | no |  | no | no | no
447 | ResNet50 1s Mel10 Walking | CNN | CNN with residual connections (ResNet50) | no |  | no | no | no
447 | ResNet50 3s Sc2 Walking | CNN | CNN with residual connections (ResNet50) | no |  | no | no | no
447 | ResNet50 3s Sc4 Walking | CNN | CNN with residual connections (ResNet50) | no |  | no | no | no
447 | ResNet50 3s Sc10 Walking | CNN | CNN with residual connections (ResNet50) | no |  | no | no | no
447 | ResNet50 3s Sp2 Walking | CNN | CNN with residual connections (ResNet50) | no |  | no | no | no
447 | ResNet50 3s Sp4 Walking | CNN | CNN with residual connections (ResNet50) | no |  | no | no | no
447 | ResNet50 3s Sp10 Walking | CNN | CNN with residual connections (ResNet50) | no |  | no | no | no
447 | ResNet50 3s Mel2 Walking | CNN | CNN with residual connections (ResNet50) | no |  | no | no | no
447 | ResNet50 3s Mel4 Walking | CNN | CNN with residual connections (ResNet50) | no |  | no | no | no
447 | ResNet50 3s Mel10 Walking | CNN | CNN with residual connections (ResNet50) | no |  | no | no | no
447 | ResNet50 5s Sc2 Walking | CNN | CNN with residual connections (ResNet50) | no |  | no | no | no
447 | ResNet50 5s Sc4 Walking | CNN | CNN with residual connections (ResNet50) | no |  | no | no | no
447 | ResNet50 5s Sc10 Walking | CNN | CNN with residual connections (ResNet50) | no |  | no | no | no
447 | ResNet50 5s Sp2 Walking | CNN | CNN with residual connections (ResNet50) | no |  | no | no | no
447 | ResNet50 5s Sp4 Walking | CNN | CNN with residual connections (ResNet50) | no |  | no | no | no
447 | ResNet50 5s Sp10 Walking | CNN | CNN with residual connections (ResNet50) | no |  | no | no | no
447 | ResNet50 5s Mel2 Walking | CNN | CNN with residual connections (ResNet50) | no |  | no | no | no
447 | ResNet50 5s Mel4 Walking | CNN | CNN with residual connections (ResNet50) | no |  | no | no | no
447 | ResNet50 5s Mel10 Walking | CNN | CNN with residual connections (ResNet50) | no |  | no | no | no
447 | ResNet50 1s Sc2 Standing | CNN | CNN with residual connections (ResNet50) | no |  | no | no | no
447 | ResNet50 1s Sc4 Standing | CNN | CNN with residual connections (ResNet50) | no |  | no | no | no
447 | ResNet50 1s Sc10 Standing | CNN | CNN with residual connections (ResNet50) | no |  | no | no | no
447 | ResNet50 1s Sp2 Standing | CNN | CNN with residual connections (ResNet50) | no |  | no | no | no
447 | ResNet50 1s Sp4 Standing | CNN | CNN with residual connections (ResNet50) | no |  | no | no | no
447 | ResNet50 1s Sp10 Standing | CNN | CNN with residual connections (ResNet50) | no |  | no | no | no
447 | ResNet50 1s Mel2 Standing | CNN | CNN with residual connections (ResNet50) | no |  | no | no | no
447 | ResNet50 1s Mel4 Standing | CNN | CNN with residual connections (ResNet50) | no |  | no | no | no
447 | ResNet50 1s Mel10 Standing | CNN | CNN with residual connections (ResNet50) | no |  | no | no | no
447 | ResNet50 3s Sc2 Standing | CNN | CNN with residual connections (ResNet50) | no |  | no | no | no
447 | ResNet50 3s Sc4 Standing | CNN | CNN with residual connections (ResNet50) | no |  | no | no | no
447 | ResNet50 3s Sc10 Standing | CNN | CNN with residual connections (ResNet50) | no |  | no | no | no
447 | ResNet50 3s Sp2 Standing | CNN | CNN with residual connections (ResNet50) | no |  | no | no | no
447 | ResNet50 3s Sp4 Standing | CNN | CNN with residual connections (ResNet50) | no |  | no | no | no
447 | ResNet50 3s Sp10 Standing | CNN | CNN with residual connections (ResNet50) | no |  | no | no | no
447 | ResNet50 3s Mel2 Standing | CNN | CNN with residual connections (ResNet50) | no |  | no | no | no
447 | ResNet50 3s Mel4 Standing | CNN | CNN with residual connections (ResNet50) | no |  | no | no | no
447 | ResNet50 3s Mel10 Standing | CNN | CNN with residual connections (ResNet50) | no |  | no | no | no
447 | ResNet50 5s Sc2 Standing | CNN | CNN with residual connections (ResNet50) | no |  | no | no | no
447 | ResNet50 5s Sc4 Standing | CNN | CNN with residual connections (ResNet50) | no |  | no | no | no
447 | ResNet50 5s Sc10 Standing | CNN | CNN with residual connections (ResNet50) | no |  | no | no | no
447 | ResNet50 5s Sp2 Standing | CNN | CNN with residual connections (ResNet50) | no |  | no | no | no
447 | ResNet50 5s Sp4 Standing | CNN | CNN with residual connections (ResNet50) | no |  | no | no | no
447 | ResNet50 5s Sp10 Standing | CNN | CNN with residual connections (ResNet50) | no |  | no | no | no
447 | ResNet50 5s Mel2 Standing | CNN | CNN with residual connections (ResNet50) | no |  | no | no | no
447 | ResNet50 5s Mel4 Standing | CNN | CNN with residual connections (ResNet50) | no |  | no | no | no
447 | ResNet50 5s Mel10 Standing | CNN | CNN with residual connections (ResNet50) | no |  | no | no | no
447 | ResNet50 1s Sc2 walking | CNN | CNN with residual connections (ResNet50) | no |  | no | no | no
447 | ResNet50 1s Sc4 walking | CNN | CNN with residual connections (ResNet50) | no |  | no | no | no
447 | ResNet50 1s Sc10 walking | CNN | CNN with residual connections (ResNet50) | no |  | no | no | no
447 | ResNet50 1s Sp2 walking | CNN | CNN with residual connections (ResNet50) | no |  | no | no | no
447 | ResNet50 1s Sp4 walking | CNN | CNN with residual connections (ResNet50) | no |  | no | no | no
447 | ResNet50 1s Sp10 walking | CNN | CNN with residual connections (ResNet50) | no |  | no | no | no
447 | ResNet50 1s Mel2 walking | CNN | CNN with residual connections (ResNet50) | no |  | no | no | no
447 | ResNet50 1s Mel4 walking | CNN | CNN with residual connections (ResNet50) | no |  | no | no | no
447 | ResNet50 1s Mel10 walking | CNN | CNN with residual connections (ResNet50) | no |  | no | no | no
447 | ResNet50 3s Sc2 walking | CNN | CNN with residual connections (ResNet50) | no |  | no | no | no
447 | ResNet50 3s Sc4 walking | CNN | CNN with residual connections (ResNet50) | no |  | no | no | no
447 | ResNet50 3s Sc10 walking | CNN | CNN with residual connections (ResNet50) | no |  | no | no | no
447 | ResNet50 3s Sp2 walking | CNN | CNN with residual connections (ResNet50) | no |  | no | no | no
447 | ResNet50 3s Sp4 walking | CNN | CNN with residual connections (ResNet50) | no |  | no | no | no
447 | ResNet50 3s Sp10 walking | CNN | CNN with residual connections (ResNet50) | no |  | no | no | no
447 | ResNet50 3s Mel2 walking | CNN | CNN with residual connections (ResNet50) | no |  | no | no | no
447 | ResNet50 3s Mel4 walking | CNN | CNN with residual connections (ResNet50) | no |  | no | no | no
447 | ResNet50 3s Mel10 walking | CNN | CNN with residual connections (ResNet50) | no |  | no | no | no
447 | ResNet50 5s Sc2 walking | CNN | CNN with residual connections (ResNet50) | no |  | no | no | no
447 | ResNet50 5s Sc4 walking | CNN | CNN with residual connections (ResNet50) | no |  | no | no | no
447 | ResNet50 5s Sc10 walking | CNN | CNN with residual connections (ResNet50) | no |  | no | no | no
447 | ResNet50 5s Sp2 walking | CNN | CNN with residual connections (ResNet50) | no |  | no | no | no
447 | ResNet50 5s Sp4 walking | CNN | CNN with residual connections (ResNet50) | no |  | no | no | no
447 | ResNet50 5s Sp10 walking | CNN | CNN with residual connections (ResNet50) | no |  | no | no | no
447 | ResNet50 5s Mel2 walking | CNN | CNN with residual connections (ResNet50) | no |  | no | no | no
447 | ResNet50 5s Mel4 walking | CNN | CNN with residual connections (ResNet50) | no |  | no | no | no
447 | ResNet50 5s Mel10 walking | CNN | CNN with residual connections (ResNet50) | no |  | no | no | no
447 | DenseNet201 1s Sc2 Resting | CNN | CNN with dense connections (DensNet201) | no |  | no | no | no
447 | DenseNet201 1s Sc4 Resting | CNN | CNN with dense connections (DensNet201) | no |  | no | no | no
447 | DenseNet201 1s Sc10 Resting | CNN | CNN with dense connections (DensNet201) | no |  | no | no | no
447 | DenseNet201 1s Sp2 Resting | CNN | CNN with dense connections (DensNet201) | no |  | no | no | no
447 | DenseNet201 1s Sp4 Resting | CNN | CNN with dense connections (DensNet201) | no |  | no | no | no
447 | DenseNet201 1s Sp10 Resting | CNN | CNN with dense connections (DensNet201) | no |  | no | no | no
447 | DenseNet201 1s Mel2 Resting | CNN | CNN with dense connections (DensNet201) | no |  | no | no | no
447 | DenseNet201 1s Mel4 Resting | CNN | CNN with dense connections (DensNet201) | no |  | no | no | no
447 | DenseNet201 1s Mel10 Resting | CNN | CNN with dense connections (DensNet201) | no |  | no | no | no
447 | DenseNet201 3s Sc2 Resting | CNN | CNN with dense connections (DensNet201) | no |  | no | no | no
447 | DenseNet201 3s Sc4 Resting | CNN | CNN with dense connections (DensNet201) | no |  | no | no | no
447 | DenseNet201 3s Sc10 Resting | CNN | CNN with dense connections (DensNet201) | no |  | no | no | no
447 | DenseNet201 3s Sp2 Resting | CNN | CNN with dense connections (DensNet201) | no |  | no | no | no
447 | DenseNet201 3s Sp4 Resting | CNN | CNN with dense connections (DensNet201) | no |  | no | no | no
447 | DenseNet201 3s Sp10 Resting | CNN | CNN with dense connections (DensNet201) | no |  | no | no | no
447 | DenseNet201 3s Mel2 Resting | CNN | CNN with dense connections (DensNet201) | no |  | no | no | no
447 | DenseNet201 3s Mel4 Resting | CNN | CNN with dense connections (DensNet201) | no |  | no | no | no
447 | DenseNet201 3s Mel10 Resting | CNN | CNN with dense connections (DensNet201) | no |  | no | no | no
447 | DenseNet201 5s Sc2 Resting | CNN | CNN with dense connections (DensNet201) | no |  | no | no | no
447 | DenseNet201 5s Sc4 Resting | CNN | CNN with dense connections (DensNet201) | no |  | no | no | no
447 | DenseNet201 5s Sc10 Resting | CNN | CNN with dense connections (DensNet201) | no |  | no | no | no
447 | DenseNet201 5s Sp2 Resting | CNN | CNN with dense connections (DensNet201) | no |  | no | no | no
447 | DenseNet201 5s Sp4 Resting | CNN | CNN with dense connections (DensNet201) | no |  | no | no | no
447 | DenseNet201 5s Sp10 Resting | CNN | CNN with dense connections (DensNet201) | no |  | no | no | no
447 | DenseNet201 5s Mel2 Resting | CNN | CNN with dense connections (DensNet201) | no |  | no | no | no
447 | DenseNet201 5s Mel4 Resting | CNN | CNN with dense connections (DensNet201) | no |  | no | no | no
447 | DenseNet201 5s Mel10 Resting | CNN | CNN with dense connections (DensNet201) | no |  | no | no | no
447 | DenseNet201 1s Sc2 Walking | CNN | CNN with dense connections (DensNet201) | no |  | no | no | no
447 | DenseNet201 1s Sc4 Walking | CNN | CNN with dense connections (DensNet201) | no |  | no | no | no
447 | DenseNet201 1s Sc10 Walking | CNN | CNN with dense connections (DensNet201) | no |  | no | no | no
447 | DenseNet201 1s Sp2 Walking | CNN | CNN with dense connections (DensNet201) | no |  | no | no | no
447 | DenseNet201 1s Sp4 Walking | CNN | CNN with dense connections (DensNet201) | no |  | no | no | no
447 | DenseNet201 1s Sp10 Walking | CNN | CNN with dense connections (DensNet201) | no |  | no | no | no
447 | DenseNet201 1s Mel2 Walking | CNN | CNN with dense connections (DensNet201) | no |  | no | no | no
447 | DenseNet201 1s Mel4 Walking | CNN | CNN with dense connections (DensNet201) | no |  | no | no | no
447 | DenseNet201 1s Mel10 Walking | CNN | CNN with dense connections (DensNet201) | no |  | no | no | no
447 | DenseNet201 3s Sc2 Walking | CNN | CNN with dense connections (DensNet201) | no |  | no | no | no
447 | DenseNet201 3s Sc4 Walking | CNN | CNN with dense connections (DensNet201) | no |  | no | no | no
447 | DenseNet201 3s Sc10 Walking | CNN | CNN with dense connections (DensNet201) | no |  | no | no | no
447 | DenseNet201 3s Sp2 Walking | CNN | CNN with dense connections (DensNet201) | no |  | no | no | no
447 | DenseNet201 3s Sp4 Walking | CNN | CNN with dense connections (DensNet201) | no |  | no | no | no
447 | DenseNet201 3s Sp10 Walking | CNN | CNN with dense connections (DensNet201) | no |  | no | no | no
447 | DenseNet201 3s Mel2 Walking | CNN | CNN with dense connections (DensNet201) | no |  | no | no | no
447 | DenseNet201 3s Mel4 Walking | CNN | CNN with dense connections (DensNet201) | no |  | no | no | no
447 | DenseNet201 3s Mel10 Walking | CNN | CNN with dense connections (DensNet201) | no |  | no | no | no
447 | DenseNet201 5s Sc2 Walking | CNN | CNN with dense connections (DensNet201) | no |  | no | no | no
447 | DenseNet201 5s Sc4 Walking | CNN | CNN with dense connections (DensNet201) | no |  | no | no | no
447 | DenseNet201 5s Sc10 Walking | CNN | CNN with dense connections (DensNet201) | no |  | no | no | no
447 | DenseNet201 5s Sp2 Walking | CNN | CNN with dense connections (DensNet201) | no |  | no | no | no
447 | DenseNet201 5s Sp4 Walking | CNN | CNN with dense connections (DensNet201) | no |  | no | no | no
447 | DenseNet201 5s Sp10 Walking | CNN | CNN with dense connections (DensNet201) | no |  | no | no | no
447 | DenseNet201 5s Mel2 Walking | CNN | CNN with dense connections (DensNet201) | no |  | no | no | no
447 | DenseNet201 5s Mel4 Walking | CNN | CNN with dense connections (DensNet201) | no |  | no | no | no
447 | DenseNet201 5s Mel10 Walking | CNN | CNN with dense connections (DensNet201) | no |  | no | no | no
447 | DenseNet201 1s Sc2 Standing | CNN | CNN with dense connections (DensNet201) | no |  | no | no | no
447 | DenseNet201 1s Sc4 Standing | CNN | CNN with dense connections (DensNet201) | no |  | no | no | no
447 | DenseNet201 1s Sc10 Standing | CNN | CNN with dense connections (DensNet201) | no |  | no | no | no
447 | DenseNet201 1s Sp2 Standing | CNN | CNN with dense connections (DensNet201) | no |  | no | no | no
447 | DenseNet201 1s Sp4 Standing | CNN | CNN with dense connections (DensNet201) | no |  | no | no | no
447 | DenseNet201 1s Sp10 Standing | CNN | CNN with dense connections (DensNet201) | no |  | no | no | no
447 | DenseNet201 1s Mel2 Standing | CNN | CNN with dense connections (DensNet201) | no |  | no | no | no
447 | DenseNet201 1s Mel4 Standing | CNN | CNN with dense connections (DensNet201) | no |  | no | no | no
447 | DenseNet201 1s Mel10 Standing | CNN | CNN with dense connections (DensNet201) | no |  | no | no | no
447 | DenseNet201 3s Sc2 Standing | CNN | CNN with dense connections (DensNet201) | no |  | no | no | no
447 | DenseNet201 3s Sc4 Standing | CNN | CNN with dense connections (DensNet201) | no |  | no | no | no
447 | DenseNet201 3s Sc10 Standing | CNN | CNN with dense connections (DensNet201) | no |  | no | no | no
447 | DenseNet201 3s Sp2 Standing | CNN | CNN with dense connections (DensNet201) | no |  | no | no | no
447 | DenseNet201 3s Sp4 Standing | CNN | CNN with dense connections (DensNet201) | no |  | no | no | no
447 | DenseNet201 3s Sp10 Standing | CNN | CNN with dense connections (DensNet201) | no |  | no | no | no
447 | DenseNet201 3s Mel2 Standing | CNN | CNN with dense connections (DensNet201) | no |  | no | no | no
447 | DenseNet201 3s Mel4 Standing | CNN | CNN with dense connections (DensNet201) | no |  | no | no | no
447 | DenseNet201 3s Mel10 Standing | CNN | CNN with dense connections (DensNet201) | no |  | no | no | no
447 | DenseNet201 5s Sc2 Standing | CNN | CNN with dense connections (DensNet201) | no |  | no | no | no
447 | DenseNet201 5s Sc4 Standing | CNN | CNN with dense connections (DensNet201) | no |  | no | no | no
447 | DenseNet201 5s Sc10 Standing | CNN | CNN with dense connections (DensNet201) | no |  | no | no | no
447 | DenseNet201 5s Sp2 Standing | CNN | CNN with dense connections (DensNet201) | no |  | no | no | no
447 | DenseNet201 5s Sp4 Standing | CNN | CNN with dense connections (DensNet201) | no |  | no | no | no
447 | DenseNet201 5s Sp10 Standing | CNN | CNN with dense connections (DensNet201) | no |  | no | no | no
447 | DenseNet201 5s Mel2 Standing | CNN | CNN with dense connections (DensNet201) | no |  | no | no | no
447 | DenseNet201 5s Mel4 Standing | CNN | CNN with dense connections (DensNet201) | no |  | no | no | no
447 | DenseNet201 5s Mel10 Standing | CNN | CNN with dense connections (DensNet201) | no |  | no | no | no
447 | DenseNet201 1s Sc2 walking | CNN | CNN with dense connections (DensNet201) | no |  | no | no | no
447 | DenseNet201 1s Sc4 walking | CNN | CNN with dense connections (DensNet201) | no |  | no | no | no
447 | DenseNet201 1s Sc10 walking | CNN | CNN with dense connections (DensNet201) | no |  | no | no | no
447 | DenseNet201 1s Sp2 walking | CNN | CNN with dense connections (DensNet201) | no |  | no | no | no
447 | DenseNet201 1s Sp4 walking | CNN | CNN with dense connections (DensNet201) | no |  | no | no | no
447 | DenseNet201 1s Sp10 walking | CNN | CNN with dense connections (DensNet201) | no |  | no | no | no
447 | DenseNet201 1s Mel2 walking | CNN | CNN with dense connections (DensNet201) | no |  | no | no | no
447 | DenseNet201 1s Mel4 walking | CNN | CNN with dense connections (DensNet201) | no |  | no | no | no
447 | DenseNet201 1s Mel10 walking | CNN | CNN with dense connections (DensNet201) | no |  | no | no | no
447 | DenseNet201 3s Sc2 walking | CNN | CNN with dense connections (DensNet201) | no |  | no | no | no
447 | DenseNet201 3s Sc4 walking | CNN | CNN with dense connections (DensNet201) | no |  | no | no | no
447 | DenseNet201 3s Sc10 walking | CNN | CNN with dense connections (DensNet201) | no |  | no | no | no
447 | DenseNet201 3s Sp2 walking | CNN | CNN with dense connections (DensNet201) | no |  | no | no | no
447 | DenseNet201 3s Sp4 walking | CNN | CNN with dense connections (DensNet201) | no |  | no | no | no
447 | DenseNet201 3s Sp10 walking | CNN | CNN with dense connections (DensNet201) | no |  | no | no | no
447 | DenseNet201 3s Mel2 walking | CNN | CNN with dense connections (DensNet201) | no |  | no | no | no
447 | DenseNet201 3s Mel4 walking | CNN | CNN with dense connections (DensNet201) | no |  | no | no | no
447 | DenseNet201 3s Mel10 walking | CNN | CNN with dense connections (DensNet201) | no |  | no | no | no
447 | DenseNet201 5s Sc2 walking | CNN | CNN with dense connections (DensNet201) | no |  | no | no | no
447 | DenseNet201 5s Sc4 walking | CNN | CNN with dense connections (DensNet201) | no |  | no | no | no
447 | DenseNet201 5s Sc10 walking | CNN | CNN with dense connections (DensNet201) | no |  | no | no | no
447 | DenseNet201 5s Sp2 walking | CNN | CNN with dense connections (DensNet201) | no |  | no | no | no
447 | DenseNet201 5s Sp4 walking | CNN | CNN with dense connections (DensNet201) | no |  | no | no | no
447 | DenseNet201 5s Sp10 walking | CNN | CNN with dense connections (DensNet201) | no |  | no | no | no
447 | DenseNet201 5s Mel2 walking | CNN | CNN with dense connections (DensNet201) | no |  | no | no | no
447 | DenseNet201 5s Mel4 walking | CNN | CNN with dense connections (DensNet201) | no |  | no | no | no
447 | DenseNet201 5s Mel10 walking | CNN | CNN with dense connections (DensNet201) | no |  | no | no | no
445 | 445.0.1 / A1 | SVM | binary classification, quadratic | no |  | no | no | no
445 | 445.0.1 / A2 | SVM | binary classification | no |  | no | no | no
445 | 445.0.1 / A3 | SVM | binary classification | no |  | no | no | no
445 | 445.0.1 / B1 | SVM | binary classification | no |  | no | no | yes
445 | 445.0.1 / B2 | SVM | binary classification | no |  | no | no | yes
445 | 445.0.1 / C | SVM | binary classification | no |  | no | no | yes
486 | 486.0.1 / Exp 2 Bior1.1 D1 | FF-NN | 75 nodes, prob. 1 hidden layer, pure 0/1 classification | no |  | planned |  | no controlled environment imposed (real-life conditions)
486 | 486.0.1 / Exp 2 Bior1.1 A1 | FF-NN | 75 nodes, prob. 1 hidden layer, pure 0/1 classification | no |  | planned |  | no controlled environment imposed (real-life conditions)
486 | 486.0.1 / Exp 2 Bior1.1 D2 | FF-NN | 75 nodes, prob. 1 hidden layer, pure 0/1 classification | no |  | planned |  | no controlled environment imposed (real-life conditions)
486 | 486.0.1 / Exp 2 Bior1.1 A2 | FF-NN | 75 nodes, prob. 1 hidden layer, pure 0/1 classification | no |  | planned |  | no controlled environment imposed (real-life conditions)
486 | 486.0.1 / Exp 2 Bior1.1 D3 | FF-NN | 75 nodes, prob. 1 hidden layer, pure 0/1 classification | no |  | planned |  | no controlled environment imposed (real-life conditions)
486 | 486.0.1 / Exp 2 Bior1.1 A3 | FF-NN | 75 nodes, prob. 1 hidden layer, pure 0/1 classification | no |  | planned |  | no controlled environment imposed (real-life conditions)
486 | 486.0.1 / Exp 2 Bior1.3 D1 | FF-NN | 75 nodes, prob. 1 hidden layer, pure 0/1 classification | no |  | planned |  | no controlled environment imposed (real-life conditions)
486 | 486.0.1 / Exp 2 Bior1.3 A1 | FF-NN | 75 nodes, prob. 1 hidden layer, pure 0/1 classification | no |  | planned |  | no controlled environment imposed (real-life conditions)
486 | 486.0.1 / Exp 2 Bior1.3 D2 | FF-NN | 75 nodes, prob. 1 hidden layer, pure 0/1 classification | no |  | planned |  | no controlled environment imposed (real-life conditions)
486 | 486.0.1 / Exp 2 Bior1.3 A2 | FF-NN | 75 nodes, prob. 1 hidden layer, pure 0/1 classification | no |  | planned |  | no controlled environment imposed (real-life conditions)
486 | 486.0.1 / Exp 2 Bior1.3 D3 | FF-NN | 75 nodes, prob. 1 hidden layer, pure 0/1 classification | no |  | planned |  | no controlled environment imposed (real-life conditions)
486 | 486.0.1 / Exp 2 Bior1.3 A3 | FF-NN | 75 nodes, prob. 1 hidden layer, pure 0/1 classification | no |  | planned |  | no controlled environment imposed (real-life conditions)
486 | 486.0.1 / Exp 2 Bior1.5 D1 | FF-NN | 75 nodes, prob. 1 hidden layer, pure 0/1 classification | no |  | planned |  | no controlled environment imposed (real-life conditions)
486 | 486.0.1 / Exp 2 Bior1.5 A1 | FF-NN | 75 nodes, prob. 1 hidden layer, pure 0/1 classification | no |  | planned |  | no controlled environment imposed (real-life conditions)
486 | 486.0.1 / Exp 2 Bior1.5 D2 | FF-NN | 75 nodes, prob. 1 hidden layer, pure 0/1 classification | no |  | planned |  | no controlled environment imposed (real-life conditions)
486 | 486.0.1 / Exp 2 Bior1.5 A2 | FF-NN | 75 nodes, prob. 1 hidden layer, pure 0/1 classification | no |  | planned |  | no controlled environment imposed (real-life conditions)
486 | 486.0.1 / Exp 2 Bior1.5 D3 | FF-NN | 75 nodes, prob. 1 hidden layer, pure 0/1 classification | no |  | planned |  | no controlled environment imposed (real-life conditions)
486 | 486.0.1 / Exp 2 Bior1.5 A3 | FF-NN | 75 nodes, prob. 1 hidden layer, pure 0/1 classification | no |  | planned |  | no controlled environment imposed (real-life conditions)
486 | 486.0.1 / Exp 2 Bior2.2 D1 | FF-NN | 75 nodes, prob. 1 hidden layer, pure 0/1 classification | no |  | planned |  | no controlled environment imposed (real-life conditions)
486 | 486.0.1 / Exp 2 Bior2.2 A1 | FF-NN | 75 nodes, prob. 1 hidden layer, pure 0/1 classification | no |  | planned |  | no controlled environment imposed (real-life conditions)
486 | 486.0.1 / Exp 2 Bior2.2 D2 | FF-NN | 75 nodes, prob. 1 hidden layer, pure 0/1 classification | no |  | planned |  | no controlled environment imposed (real-life conditions)
486 | 486.0.1 / Exp 2 Bior2.2 A2 | FF-NN | 75 nodes, prob. 1 hidden layer, pure 0/1 classification | no |  | planned |  | no controlled environment imposed (real-life conditions)
486 | 486.0.1 / Exp 2 Bior2.2 D3 | FF-NN | 75 nodes, prob. 1 hidden layer, pure 0/1 classification | no |  | planned |  | no controlled environment imposed (real-life conditions)
486 | 486.0.1 / Exp 2 Bior2.2 A3 | FF-NN | 75 nodes, prob. 1 hidden layer, pure 0/1 classification | no |  | planned |  | no controlled environment imposed (real-life conditions)
486 | 486.0.1 / Exp 2 Bior2.4 D1 | FF-NN | 75 nodes, prob. 1 hidden layer, pure 0/1 classification | no |  | planned |  | no controlled environment imposed (real-life conditions)
486 | 486.0.1 / Exp 2 Bior2.4 A1 | FF-NN | 75 nodes, prob. 1 hidden layer, pure 0/1 classification | no |  | planned |  | no controlled environment imposed (real-life conditions)
486 | 486.0.1 / Exp 2 Bior2.4 D2 | FF-NN | 75 nodes, prob. 1 hidden layer, pure 0/1 classification | no |  | planned |  | no controlled environment imposed (real-life conditions)
486 | 486.0.1 / Exp 2 Bior2.4 A2 | FF-NN | 75 nodes, prob. 1 hidden layer, pure 0/1 classification | no |  | planned |  | no controlled environment imposed (real-life conditions)
486 | 486.0.1 / Exp 2 Bior2.4 D3 | FF-NN | 75 nodes, prob. 1 hidden layer, pure 0/1 classification | no |  | planned |  | no controlled environment imposed (real-life conditions)
486 | 486.0.1 / Exp 2 Bior2.4 A3 | FF-NN | 75 nodes, prob. 1 hidden layer, pure 0/1 classification | no |  | planned |  | no controlled environment imposed (real-life conditions)
486 | 486.0.1 / Exp 2 Bior2.6 D1 | FF-NN | 75 nodes, prob. 1 hidden layer, pure 0/1 classification | no |  | planned |  | no controlled environment imposed (real-life conditions)
486 | 486.0.1 / Exp 2 Bior2.6 A1 | FF-NN | 75 nodes, prob. 1 hidden layer, pure 0/1 classification | no |  | planned |  | no controlled environment imposed (real-life conditions)
486 | 486.0.1 / Exp 2 Bior2.6 D2 | FF-NN | 75 nodes, prob. 1 hidden layer, pure 0/1 classification | no |  | planned |  | no controlled environment imposed (real-life conditions)
486 | 486.0.1 / Exp 2 Bior2.6 A2 | FF-NN | 75 nodes, prob. 1 hidden layer, pure 0/1 classification | no |  | planned |  | no controlled environment imposed (real-life conditions)
486 | 486.0.1 / Exp 2 Bior2.6 D3 | FF-NN | 75 nodes, prob. 1 hidden layer, pure 0/1 classification | no |  | planned |  | no controlled environment imposed (real-life conditions)
486 | 486.0.1 / Exp 2 Bior2.6 A3 | FF-NN | 75 nodes, prob. 1 hidden layer, pure 0/1 classification | no |  | planned |  | no controlled environment imposed (real-life conditions)
486 | 486.0.1 / Exp 2 Bior2.8 D1 | FF-NN | 75 nodes, prob. 1 hidden layer, pure 0/1 classification | no |  | planned |  | no controlled environment imposed (real-life conditions)
486 | 486.0.1 / Exp 2 Bior2.8 A1 | FF-NN | 75 nodes, prob. 1 hidden layer, pure 0/1 classification | no |  | planned |  | no controlled environment imposed (real-life conditions)
486 | 486.0.1 / Exp 2 Bior2.8 D2 | FF-NN | 75 nodes, prob. 1 hidden layer, pure 0/1 classification | no |  | planned |  | no controlled environment imposed (real-life conditions)
486 | 486.0.1 / Exp 2 Bior2.8 A2 | FF-NN | 75 nodes, prob. 1 hidden layer, pure 0/1 classification | no |  | planned |  | no controlled environment imposed (real-life conditions)
486 | 486.0.1 / Exp 2 Bior2.8 D3 | FF-NN | 75 nodes, prob. 1 hidden layer, pure 0/1 classification | no |  | planned |  | no controlled environment imposed (real-life conditions)
486 | 486.0.1 / Exp 2 Bior2.8 A3 | FF-NN | 75 nodes, prob. 1 hidden layer, pure 0/1 classification | no |  | planned |  | no controlled environment imposed (real-life conditions)
486 | 486.0.1 / Exp 2 Bior3.1 D1 | FF-NN | 75 nodes, prob. 1 hidden layer, pure 0/1 classification | no |  | planned |  | no controlled environment imposed (real-life conditions)
486 | 486.0.1 / Exp 2 Bior3.1 A1 | FF-NN | 75 nodes, prob. 1 hidden layer, pure 0/1 classification | no |  | planned |  | no controlled environment imposed (real-life conditions)
486 | 486.0.1 / Exp 2 Bior3.1 D2 | FF-NN | 75 nodes, prob. 1 hidden layer, pure 0/1 classification | no |  | planned |  | no controlled environment imposed (real-life conditions)
486 | 486.0.1 / Exp 2 Bior3.1 A2 | FF-NN | 75 nodes, prob. 1 hidden layer, pure 0/1 classification | no |  | planned |  | no controlled environment imposed (real-life conditions)
486 | 486.0.1 / Exp 2 Bior3.1 D3 | FF-NN | 75 nodes, prob. 1 hidden layer, pure 0/1 classification | no |  | planned |  | no controlled environment imposed (real-life conditions)
486 | 486.0.1 / Exp 2 Bior3.1 A3 | FF-NN | 75 nodes, prob. 1 hidden layer, pure 0/1 classification | no |  | planned |  | no controlled environment imposed (real-life conditions)
486 | 486.0.1 / Exp 2 Bior3.3 D1 | FF-NN | 75 nodes, prob. 1 hidden layer, pure 0/1 classification | no |  | planned |  | no controlled environment imposed (real-life conditions)
486 | 486.0.1 / Exp 2 Bior3.3 A1 | FF-NN | 75 nodes, prob. 1 hidden layer, pure 0/1 classification | no |  | planned |  | no controlled environment imposed (real-life conditions)
486 | 486.0.1 / Exp 2 Bior3.3 D2 | FF-NN | 75 nodes, prob. 1 hidden layer, pure 0/1 classification | no |  | planned |  | no controlled environment imposed (real-life conditions)
486 | 486.0.1 / Exp 2 Bior3.3 A2 | FF-NN | 75 nodes, prob. 1 hidden layer, pure 0/1 classification | no |  | planned |  | no controlled environment imposed (real-life conditions)
486 | 486.0.1 / Exp 2 Bior3.3 D3 | FF-NN | 75 nodes, prob. 1 hidden layer, pure 0/1 classification | no |  | planned |  | no controlled environment imposed (real-life conditions)
486 | 486.0.1 / Exp 2 Bior3.3 A3 | FF-NN | 75 nodes, prob. 1 hidden layer, pure 0/1 classification | no |  | planned |  | no controlled environment imposed (real-life conditions)
486 | 486.0.1 / Exp 2 Bior3.5 D1 | FF-NN | 75 nodes, prob. 1 hidden layer, pure 0/1 classification | no |  | planned |  | no controlled environment imposed (real-life conditions)
486 | 486.0.1 / Exp 2 Bior3.5 A1 | FF-NN | 75 nodes, prob. 1 hidden layer, pure 0/1 classification | no |  | planned |  | no controlled environment imposed (real-life conditions)
486 | 486.0.1 / Exp 2 Bior3.5 D2 | FF-NN | 75 nodes, prob. 1 hidden layer, pure 0/1 classification | no |  | planned |  | no controlled environment imposed (real-life conditions)
486 | 486.0.1 / Exp 2 Bior3.5 A2 | FF-NN | 75 nodes, prob. 1 hidden layer, pure 0/1 classification | no |  | planned |  | no controlled environment imposed (real-life conditions)
486 | 486.0.1 / Exp 2 Bior3.5 D3 | FF-NN | 75 nodes, prob. 1 hidden layer, pure 0/1 classification | no |  | planned |  | no controlled environment imposed (real-life conditions)
486 | 486.0.1 / Exp 2 Bior3.5 A3 | FF-NN | 75 nodes, prob. 1 hidden layer, pure 0/1 classification | no |  | planned |  | no controlled environment imposed (real-life conditions)
486 | 486.0.1 / Exp 2 Bior3.7 D1 | FF-NN | 75 nodes, prob. 1 hidden layer, pure 0/1 classification | no |  | planned |  | no controlled environment imposed (real-life conditions)
486 | 486.0.1 / Exp 2 Bior3.7 A1 | FF-NN | 75 nodes, prob. 1 hidden layer, pure 0/1 classification | no |  | planned |  | no controlled environment imposed (real-life conditions)
486 | 486.0.1 / Exp 2 Bior3.7 D2 | FF-NN | 75 nodes, prob. 1 hidden layer, pure 0/1 classification | no |  | planned |  | no controlled environment imposed (real-life conditions)
486 | 486.0.1 / Exp 2 Bior3.7 A2 | FF-NN | 75 nodes, prob. 1 hidden layer, pure 0/1 classification | no |  | planned |  | no controlled environment imposed (real-life conditions)
486 | 486.0.1 / Exp 2 Bior3.7 D3 | FF-NN | 75 nodes, prob. 1 hidden layer, pure 0/1 classification | no |  | planned |  | no controlled environment imposed (real-life conditions)
486 | 486.0.1 / Exp 2 Bior3.7 A3 | FF-NN | 75 nodes, prob. 1 hidden layer, pure 0/1 classification | no |  | planned |  | no controlled environment imposed (real-life conditions)
486 | 486.0.1 / Exp 2 Bior3.9 D1 | FF-NN | 75 nodes, prob. 1 hidden layer, pure 0/1 classification | no |  | planned |  | no controlled environment imposed (real-life conditions)
486 | 486.0.1 / Exp 2 Bior3.9 A1 | FF-NN | 75 nodes, prob. 1 hidden layer, pure 0/1 classification | no |  | planned |  | no controlled environment imposed (real-life conditions)
486 | 486.0.1 / Exp 2 Bior3.9 D2 | FF-NN | 75 nodes, prob. 1 hidden layer, pure 0/1 classification | no |  | planned |  | no controlled environment imposed (real-life conditions)
486 | 486.0.1 / Exp 2 Bior3.9 A2 | FF-NN | 75 nodes, prob. 1 hidden layer, pure 0/1 classification | no |  | planned |  | no controlled environment imposed (real-life conditions)
486 | 486.0.1 / Exp 2 Bior3.9 D3 | FF-NN | 75 nodes, prob. 1 hidden layer, pure 0/1 classification | no |  | planned |  | no controlled environment imposed (real-life conditions)
486 | 486.0.1 / Exp 2 Bior3.9 A3 | FF-NN | 75 nodes, prob. 1 hidden layer, pure 0/1 classification | no |  | planned |  | no controlled environment imposed (real-life conditions)
486 | 486.0.1 / Exp 2 Bior4.4 D1 | FF-NN | 75 nodes, prob. 1 hidden layer, pure 0/1 classification | no |  | planned |  | no controlled environment imposed (real-life conditions)
486 | 486.0.1 / Exp 2 Bior4.4 A1 | FF-NN | 75 nodes, prob. 1 hidden layer, pure 0/1 classification | no |  | planned |  | no controlled environment imposed (real-life conditions)
486 | 486.0.1 / Exp 2 Bior4.4 D2 | FF-NN | 75 nodes, prob. 1 hidden layer, pure 0/1 classification | no |  | planned |  | no controlled environment imposed (real-life conditions)
486 | 486.0.1 / Exp 2 Bior4.4 A2 | FF-NN | 75 nodes, prob. 1 hidden layer, pure 0/1 classification | no |  | planned |  | no controlled environment imposed (real-life conditions)
486 | 486.0.1 / Exp 2 Bior4.4 D3 | FF-NN | 75 nodes, prob. 1 hidden layer, pure 0/1 classification | no |  | planned |  | no controlled environment imposed (real-life conditions)
486 | 486.0.1 / Exp 2 Bior4.4 A3 | FF-NN | 75 nodes, prob. 1 hidden layer, pure 0/1 classification | no |  | planned |  | no controlled environment imposed (real-life conditions)
486 | 486.0.1 / Exp 2 Bior5.5 D1 | FF-NN | 75 nodes, prob. 1 hidden layer, pure 0/1 classification | no |  | planned |  | no controlled environment imposed (real-life conditions)
486 | 486.0.1 / Exp 2 Bior5.5 A1 | FF-NN | 75 nodes, prob. 1 hidden layer, pure 0/1 classification | no |  | planned |  | no controlled environment imposed (real-life conditions)
486 | 486.0.1 / Exp 2 Bior5.5 D2 | FF-NN | 75 nodes, prob. 1 hidden layer, pure 0/1 classification | no |  | planned |  | no controlled environment imposed (real-life conditions)
486 | 486.0.1 / Exp 2 Bior5.5 A2 | FF-NN | 75 nodes, prob. 1 hidden layer, pure 0/1 classification | no |  | planned |  | no controlled environment imposed (real-life conditions)
486 | 486.0.1 / Exp 2 Bior5.5 D3 | FF-NN | 75 nodes, prob. 1 hidden layer, pure 0/1 classification | no |  | planned |  | no controlled environment imposed (real-life conditions)
486 | 486.0.1 / Exp 2 Bior5.5 A3 | FF-NN | 75 nodes, prob. 1 hidden layer, pure 0/1 classification | no |  | planned |  | no controlled environment imposed (real-life conditions)
486 | 486.0.1 / Exp 2 Bior6.8 D1 | FF-NN | 75 nodes, prob. 1 hidden layer, pure 0/1 classification | no |  | planned |  | no controlled environment imposed (real-life conditions)
486 | 486.0.1 / Exp 2 Bior6.8 A1 | FF-NN | 75 nodes, prob. 1 hidden layer, pure 0/1 classification | no |  | planned |  | no controlled environment imposed (real-life conditions)
486 | 486.0.1 / Exp 2 Bior6.8 D2 | FF-NN | 75 nodes, prob. 1 hidden layer, pure 0/1 classification | no |  | planned |  | no controlled environment imposed (real-life conditions)
486 | 486.0.1 / Exp 2 Bior6.8 A2 | FF-NN | 75 nodes, prob. 1 hidden layer, pure 0/1 classification | no |  | planned |  | no controlled environment imposed (real-life conditions)
486 | 486.0.1 / Exp 2 Bior6.8 D3 | FF-NN | 75 nodes, prob. 1 hidden layer, pure 0/1 classification | no |  | planned |  | no controlled environment imposed (real-life conditions)
486 | 486.0.1 / Exp 2 Bior6.8 A3 | FF-NN | 75 nodes, prob. 1 hidden layer, pure 0/1 classification | no |  | planned |  | no controlled environment imposed (real-life conditions)
486 | 486.0.1 / Exp 3 Bior1.1 Approx. Coefficient Fusion | FF-NN | 75 nodes, prob. 1 hidden layer, pure 0/1 classification | no |  | planned |  | no controlled environment imposed (real-life conditions)
486 | 486.0.1 / Exp 3 Bior1.1 Coefficient Fusion | FF-NN | 75 nodes, prob. 1 hidden layer, pure 0/1 classification | no |  | planned |  | no controlled environment imposed (real-life conditions)
486 | 486.0.1 / Exp 3 Bior1.3 Approx. Coefficient Fusion | FF-NN | 75 nodes, prob. 1 hidden layer, pure 0/1 classification | no |  | planned |  | no controlled environment imposed (real-life conditions)
486 | 486.0.1 / Exp 3 Bior1.3 Coefficient Fusion | FF-NN | 75 nodes, prob. 1 hidden layer, pure 0/1 classification | no |  | planned |  | no controlled environment imposed (real-life conditions)
486 | Approx | FF-NN | 75 nodes, prob. 1 hidden layer, pure 0/1 classification | no |  | planned
486 | Coef | FF-NN | 75 nodes, prob. 1 hidden layer, pure 0/1 classification | no |  | planned
382 | 382.0.1 HR CNN | CNN | RELU, L2, LR=0.001, Batch Size=100, Epoch=100, 1 hidden layer with 16 nodes | no |  | yes | no | no controlled environment imposed (real-life conditions)
382 | 382.0.1 HR RNN | RNN | RELU, L2, LR=0.001, Batch Size=100, Epoch=50, 1 hidden layer with 32 nodes | no |  | yes | no | no controlled environment imposed (real-life conditions)
382 | 382.0.1 HR CRNN | CRNN | RELU, L2, LR=0.001, Batch Size=50, Epoch=100, 2 hidden layers with 32 nodes | no |  | yes | no | no controlled environment imposed (real-life conditions)
382 | 382.0.1 HRB CNN | CNN | RELU, L2, LR=0.001, Batch Size=50, Epoch=100, 2 hidden layers with 280 and 64 nodes | yes | feature level | yes | no | no controlled environment imposed (real-life conditions)
382 | 382.0.1 HRB RNN | RNN | RELU, L2, LR=0.001, Batch Size=50, Epoch=100, 1 hidden layer with 32 nodes | yes | feature level | yes | no | no controlled environment imposed (real-life conditions)
382 | 382.0.1 HRB CRNN | CRNN | RELU, L2, LR=0.001, Batch Size=100, Epoch=100, 2 hidden layers with 32 and 16 nodes | yes | feature level | yes | no | no controlled environment imposed (real-life conditions)
374 | 374.0.1 | CNN + LSTM | 2 CNN layers are used in conjunction with 2 LSTM layers, followed by a dense output layer for modelling the temporal sequence | no |  | no | no | Different activity levels (TROIKA DB)
266 | 15 15 20 15 | CNN + LSTM | 2 convolutional layers (layer 1 filter size 15, 15 filters layer 2 filter size 20, 15 filters) and two LSTM layers followed by a dense output layer | no |  | no | no | Different activity levels (TROIKA DB)
266 | 15 15 30 15 | CNN + LSTM | 2 convolutional layers (layer 1 filter size 15, 15 filters layer 2 filter size 20, 15 filters) and two LSTM layers followed by a dense output layer | no |  | no | no | Different activity levels (TROIKA DB)
266 | 15 15 40 15 | CNN + LSTM | 2 convolutional layers (layer 1 filter size 15, 15 filters layer 2 filter size 20, 15 filters) and two LSTM layers followed by a dense output layer | no |  | no | no | Different activity levels (TROIKA DB)
266 | 15 15 50 15 | CNN + LSTM | 2 convolutional layers (layer 1 filter size 15, 15 filters layer 2 filter size 20, 15 filters) and two LSTM layers followed by a dense output layer | no |  | no | no | Different activity levels (TROIKA DB)
266 | 30 15 20 15 | CNN + LSTM | 2 convolutional layers (layer 1 filter size 15, 15 filters layer 2 filter size 20, 15 filters) and two LSTM layers followed by a dense output layer | no |  | no | no | Different activity levels (TROIKA DB)
266 | 30 15 30 15 | CNN + LSTM | 2 convolutional layers (layer 1 filter size 15, 15 filters layer 2 filter size 20, 15 filters) and two LSTM layers followed by a dense output layer | no |  | no | no | Different activity levels (TROIKA DB)
266 | 30 15 40 15 | CNN + LSTM | 2 convolutional layers (layer 1 filter size 15, 15 filters layer 2 filter size 20, 15 filters) and two LSTM layers followed by a dense output layer | no |  | no | no | Different activity levels (TROIKA DB)
266 | 30 15 50 15 | CNN + LSTM | 2 convolutional layers (layer 1 filter size 15, 15 filters layer 2 filter size 20, 15 filters) and two LSTM layers followed by a dense output layer | no |  | no | no | Different activity levels (TROIKA DB)
266 | 30 32 20 15 | CNN + LSTM | 2 convolutional layers (layer 1 filter size 15, 15 filters layer 2 filter size 20, 15 filters) and two LSTM layers followed by a dense output layer | no |  | no | no | Different activity levels (TROIKA DB)
266 | 30 32 30 32 | CNN + LSTM | 2 convolutional layers (layer 1 filter size 15, 15 filters layer 2 filter size 20, 15 filters) and two LSTM layers followed by a dense output layer | no |  | no | no | Different activity levels (TROIKA DB)
266 | 30 32 40 32 | CNN + LSTM | 2 convolutional layers (layer 1 filter size 15, 15 filters layer 2 filter size 20, 15 filters) and two LSTM layers followed by a dense output layer | no |  | no | no | Different activity levels (TROIKA DB)
266 | 30 32 50 32 | CNN + LSTM | 2 convolutional layers (layer 1 filter size 15, 15 filters layer 2 filter size 20, 15 filters) and two LSTM layers followed by a dense output layer | no |  | no | no | Different activity levels (TROIKA DB)

## Validation
id | experience | internal | external | EER | accuracy | F1 | AUC | memory performance | Number of signals rejected for poor quality (FTA) | authentication time | Enroll time | further metrics
28 |  | time-based splitting | 14 intruders | 4.8% | [5 empty] | 64 PPG readings | 5 min
36 | Hexoskin M50 NB | 5-Fold CV, 3 intruders held out in each fold, 50/50 training/testing within fold | 3 intruders | 24.62% | [5 empty] | 4s | 837 samples
36 | Hexoskin M40 NB | 5-Fold CV, 3 intruders held out in each fold, 60/40 training/testing within fold | 3 intruders | 21.09% | [5 empty] | 4s | 1005 samples
36 | Hexoskin M30 NB | 5-Fold CV, 3 intruders held out in each fold, 70/30 training/testing within fold | 3 intruders | 18.27% | [5 empty] | 4s | 1172 samples
36 | Hexoskin E50 NB | 5-Fold CV, 3 intruders held out in each fold, 50/50 training/testing within fold | 3 intruders | 26.04% | [5 empty] | 4s | 837 samples
36 | Hexoskin E40 NB | 5-Fold CV, 3 intruders held out in each fold, 60/40 training/testing within fold | 3 intruders | 22.05% | [5 empty] | 4s | 1005 samples
36 | Hexoskin E30 NB | 5-Fold CV, 3 intruders held out in each fold, 70/30 training/testing within fold | 3 intruders | 20.38% | [5 empty] | 4s | 1172 samples
36 | Hexoskin M50 DT | 5-Fold CV, 3 intruders held out in each fold, 50/50 training/testing within fold | 3 intruders | 30.87% | [5 empty] | 4s | 837 samples
36 | Hexoskin M40 DT | 5-Fold CV, 3 intruders held out in each fold, 60/40 training/testing within fold | 3 intruders | 26.64% | [5 empty] | 4s | 1005 samples
36 | Hexoskin M30 DT | 5-Fold CV, 3 intruders held out in each fold, 70/30 training/testing within fold | 3 intruders | 25.42% | [5 empty] | 4s | 1172 samples
36 | Hexoskin E50 DT | 5-Fold CV, 3 intruders held out in each fold, 50/50 training/testing within fold | 3 intruders | 31.67% | [5 empty] | 4s | 837 samples
36 | Hexoskin E40 DT | 5-Fold CV, 3 intruders held out in each fold, 60/40 training/testing within fold | 3 intruders | 29.33% | [5 empty] | 4s | 1005 samples
36 | Hexoskin E30 DT | 5-Fold CV, 3 intruders held out in each fold, 70/30 training/testing within fold | 3 intruders | 26.41% | [5 empty] | 4s | 1172 samples
43 |  | not described | ? | 2.11% |  |  |  | 9kb |  | single heartbeat | ?
55 | Empatica kNN 9/1 | nested: 10-fold CV within users + 10/90 split | no intruders | 19.43 (10.2) |  |  |  |  | 5.94% | 2 min | 90 min
55 | Empatica RF 9/1 | nested: 10-fold CV within users + 10/90 split | no intruders | 6.77 (4.08) |  |  |  |  | 5.94% | 2 min | 90 min
55 | Empatica MLP 9/1 | nested: 10-fold CV within users + 10/90 split | no intruders | 13.03 (8.73) |  |  |  |  | 5.94% | 2 min | 90 min
55 | Empatica LR 9/1 | nested: 10-fold CV within users + 10/90 split | no intruders | 13.47 (6.87) |  |  |  |  | 5.94% | 2 min | 90 min
55 | Empatica NB 9/1 | nested: 10-fold CV within users + 10/90 split | no intruders | 15.77 (5.78) |  |  |  |  | 5.94% | 2 min | 90 min
55 | S kNN 9/1 | nested: 10-fold CV within users + 10/90 split | no intruders | 4.84 (4) |  |  |  |  | 12.66% | 2 min | 90 min
55 | S RF 9/1 | nested: 10-fold CV within users + 10/90 split | no intruders | 3.96 (1.38) |  |  |  |  | 12.66% | 2 min | 90 min
55 | S MLP 9/1 | nested: 10-fold CV within users + 10/90 split | no intruders | 4.8 (0.707) |  |  |  |  | 12.66% | 2 min | 90 min
55 | S LR 9/1 | nested: 10-fold CV within users + 10/90 split | no intruders | 3.53 (0.666) |  |  |  |  | 12.66% | 2 min | 90 min
55 | S NB 9/1 | nested: 10-fold CV within users + 10/90 split | no intruders | 7.71 (2.11) |  |  |  |  | 12.66% | 2 min | 90 min
55 | S2 kNN 9/1 | nested: 10-fold CV within users + 10/90 split | no intruders | 30.86 (8.16) |  |  |  |  | 32.36% | 2 min | 90 min
55 | S2 RF 9/1 | nested: 10-fold CV within users + 10/90 split | no intruders | 13.28 (6.54) |  |  |  |  | 32.36% | 2 min | 90 min
55 | S2 MLP 9/1 | nested: 10-fold CV within users + 10/90 split | no intruders | 21.36 (8.20) |  |  |  |  | 32.36% | 2 min | 90 min
55 | S2 LR 9/1 | nested: 10-fold CV within users + 10/90 split | no intruders | 20.86 (6.56) |  |  |  |  | 32.36% | 2 min | 90 min
55 | S2 NB 9/1 | nested: 10-fold CV within users + 10/90 split | no intruders | 18.74 (7.18) |  |  |  |  | 32.36% | 2 min | 90 min
55 | Empatica kNN 7/3 | nested: 10-fold CV within users + 30/70 split | no intruders | 13.77 |  |  |  |  | 5.94% | 2 min | 70 min
55 | Empatica RF 7/3 | nested: 10-fold CV within users + 30/70 split | no intruders | 11.26 |  |  |  |  | 5.94% | 2 min | 70 min
55 | Empatica MLP 7/3 | nested: 10-fold CV within users + 30/70 split | no intruders | 14.26 |  |  |  |  | 5.94% | 2 min | 70 min
55 | Empatica LR 7/3 | nested: 10-fold CV within users + 30/70 split | no intruders | 14.13 |  |  |  |  | 5.94% | 2 min | 70 min
55 | Empatica NB 7/3 | nested: 10-fold CV within users + 30/70 split | no intruders | 16.21 |  |  |  |  | 5.94% | 2 min | 70 min
55 | S kNN 7/3 | nested: 10-fold CV within users + 30/70 split | no intruders | 3.18 |  |  |  |  | 12.66% | 2 min | 70 min
55 | S RF 7/3 | nested: 10-fold CV within users + 30/70 split | no intruders | 4.24 |  |  |  |  | 12.66% | 2 min | 70 min
55 | S MLP 7/3 | nested: 10-fold CV within users + 30/70 split | no intruders | 4.24 |  |  |  |  | 12.66% | 2 min | 70 min
55 | S LR 7/3 | nested: 10-fold CV within users + 30/70 split | no intruders | 3.8 |  |  |  |  | 12.66% | 2 min | 70 min
55 | S NB 7/3 | nested: 10-fold CV within users + 30/70 split | no intruders | 3.92 |  |  |  |  | 12.66% | 2 min | 70 min
55 | S2 kNN 7/3 | nested: 10-fold CV within users + 30/70 split | no intruders | 18.01 |  |  |  |  | 32.36% | 2 min | 70 min
55 | S2 RF 7/3 | nested: 10-fold CV within users + 30/70 split | no intruders | 21.06 |  |  |  |  | 32.36% | 2 min | 70 min
55 | S2 MLP 7/3 | nested: 10-fold CV within users + 30/70 split | no intruders | 21.06 |  |  |  |  | 32.36% | 2 min | 70 min
55 | S2 LR 7/3 | nested: 10-fold CV within users + 30/70 split | no intruders | 19.26 |  |  |  |  | 32.36% | 2 min | 70 min
55 | S2 NB 7/3 | nested: 10-fold CV within users + 30/70 split | no intruders | 19.81 |  |  |  |  | 32.36% | 2 min | 70 min
75 | SVM AC/DCT | 3-fold-CV | no intruders | 7.1 (6.3) | [5 empty] | 5 s | 600 s
75 | RF AC/DCT | 3-fold-CV | no intruders | 7.1 (5.3) | [5 empty] | 5 s | 600 s
75 | XGB AC/DCT | 3-fold-CV | no intruders | 7.1 (4.7) | [5 empty] | 5 s | 600 s
75 | MLP AC/DCT | 3-fold-CV | no intruders | 7 (5.4) | [5 empty] | 5 s | 600 s
75 | SVM MFCC | 3-fold-CV | no intruders | 14.5 (9.6 | [5 empty] | 5 s | 600 s
75 | RF MFCC | 3-fold-CV | no intruders | 11.4 (6.3) | [5 empty] | 5 s | 600 s
75 | XGB MFCC | 3-fold-CV | no intruders | 11.4 (6.5) | [5 empty] | 5 s | 600 s
75 | MLP MFCC | 3-fold-CV | no intruders | 12.3 (6.3) | [5 empty] | 5 s | 600 s
75 | SVM AC/DCT+MFCC | 3-fold-CV | no intruders | 6.1 (4.4) | [5 empty] | 5 s | 600 s
75 | RF AC/DCT+MFCC | 3-fold-CV | no intruders | 6.3 (4.2) | [5 empty] | 5 s | 600 s
75 | XGB AC/DCT+MFCC | 3-fold-CV | no intruders | 7.6 (4) | [5 empty] | 5 s | 600 s
75 | MLP AC/DCT+MFCC | 3-fold-CV | no intruders | 6.3 (4.5) | [5 empty] | 5 s | 600 s
75 | SVM rr | 3-fold-CV | no intruders | 6.1 (4.4) | 92.3 (6) | 91.8 (7.1) | 96.9 (3.4) |  |  | 5 s | 300 s
75 | SVM ww | 3-fold-CV | no intruders | 10.2 (7.6) | 90 (7.3) | 89.9 (7.4) | 94.8 (6.1) |  |  | 5 s | 300 s
75 | SVM rw | 3-fold-CV | no intruders | 21.6 (14) | 74.4 (12.3) | 71.9 (15) | 74.1 (13.7) |  |  | 5 s | 600 s
75 | RF rr | 3-fold-CV | no intruders | 6.3 (4.2) | 82 (9) | 79.9 (11.5) | 97.2 (3.6) |  |  | 5 s | 300 s
75 | RF ww | 3-fold-CV | no intruders | 9.6 (6.3) | 84.1 (8.8) | 83 (10.2) | 95.5 (5.2) |  |  | 5 s | 300 s
75 | RF rw | 3-fold-CV | no intruders | 21.7 (9.6) | 61.8 (10.4) | 52.9 (15.4) | 61.7 (11.2) |  |  | 5 s | 600 s
75 | XGB rr | 3-fold-CV | no intruders | 7.6 (4.1) | 86.1 (7.6) | 85 (9.1) | 96.6 (3.8) |  |  | 5 s | 300 s
75 | XGB ww | 3-fold-CV | no intruders | 9.9 (5.9) | 85.5 (8.3) | 84.8 (9.2) | 95.5 (4.7) |  |  | 5 s | 300 s
75 | XGB rw | 3-fold-CV | no intruders | 23.7 (8.5) | 60.3 (8.6) | 51.1 (13.2) | 61.5 (10.3) |  |  | 5 s | 600 s
75 | MLP rr | 3-fold-CV | no intruders | 6.3 (4.5) | 90.8 (6.9) | 90.1 (8.2) | 97 (3.8) |  |  | 5 s | 300 s
75 | MLP ww | 3-fold-CV | no intruders | 8.8 (7.2) | 87.6 (9) | 87.1 (9.8) | 95.7 (5.1) |  |  | 5 s | 300 s
75 | MLP rw | 3-fold-CV | no intruders | 24.9 (16.4) | 70.2 (14.3) | 67 (17.4) | 79.7 (16.5) |  |  | 5 s | 600 s
75 | 1D CNN rr | 3-fold-CV | no intruders | 7.5 (6.8) | 91 (8.2) | 90.4 (9.9) | 95 (7.1) |  |  | 5 s | 300 s
75 | 1D CNN ww | 3-fold-CV | no intruders | 14.5 (9.7) | 82.6 (10.9) | 81.6 (12.6) | 90.3 (9.3) |  |  | 5 s | 300 s
75 | 1D CNN rw | 3-fold-CV | no intruders | 25 (14.9) | 70.6 (13.9) | 68 (16.2) | 79.4 (15.3) |  |  | 5 s | 600 s
147 | Right Hand Vertical Sit | 70/30 random split | no intruders | 45.0% | [5 empty] | 1 sec | 126 sec
147 | Right Hand Horizontal Sit | 70/30 random split | no intruders | 49.0% | [5 empty] | 1 sec | 126 sec
147 | Right Hand Dorsal-Ventral Sit | 70/30 random split | no intruders | 49.0% | [5 empty] | 1 sec | 126 sec
147 | Left Hand Vertical Sit | 70/30 random split | no intruders | 47.0% | [5 empty] | 1 sec | 126 sec
147 | Left Hand Horizontal Sit | 70/30 random split | no intruders | 48.0% | [5 empty] | 1 sec | 126 sec
147 | Left Hand Dorsal-Ventral Sit | 70/30 random split | no intruders | 46.0% | [5 empty] | 1 sec | 126 sec
147 | Left Carotid Vertical Sit | 70/30 random split | no intruders | 43.0% | [5 empty] | 1 sec | 126 sec
147 | Left Carotid Horizontal Sit | 70/30 random split | no intruders | 43.0% | [5 empty] | 1 sec | 126 sec
147 | Left Carotid Dorsal-Ventral Sit | 70/30 random split | no intruders | 46.0% | [5 empty] | 1 sec | 126 sec
147 | Heart Vertical Sit | 70/30 random split | no intruders | 28.0% | [5 empty] | 1 sec | 126 sec
147 | Heart Horizontal Sit | 70/30 random split | no intruders | 37.0% | [5 empty] | 1 sec | 126 sec
147 | Heart Dorsal-Ventral Sit | 70/30 random split | no intruders | 33.0% | [5 empty] | 1 sec | 126 sec
147 | Sternum Vertical Sit | 70/30 random split | no intruders | 27.0% | [5 empty] | 1 sec | 126 sec
147 | Sternum Horizontal Sit | 70/30 random split | no intruders | 36.0% | [5 empty] | 1 sec | 126 sec
147 | Sternum Dorsal-Ventral Sit | 70/30 random split | no intruders | 32.0% | [5 empty] | 1 sec | 126 sec
147 | Right Hand Vertical Resilient Sit | 70/30 random split | no intruders | 14.0% | [5 empty] | 1 sec | 126 sec
147 | Right Hand Horizontal Resilient Sit | 70/30 random split | no intruders | 17.0% | [5 empty] | 1 sec | 126 sec
147 | Right Hand Dorsal-Ventral Resilient Sit | 70/30 random split | no intruders | 18.0% | [5 empty] | 1 sec | 126 sec
147 | Left Hand Vertical Resilient Sit | 70/30 random split | no intruders | 16.0% | [5 empty] | 1 sec | 126 sec
147 | Left Hand Horizontal Resilient Sit | 70/30 random split | no intruders | 17.0% | [5 empty] | 1 sec | 126 sec
147 | Left Hand Dorsal-Ventral Resilient Sit | 70/30 random split | no intruders | 13.0% | [5 empty] | 1 sec | 126 sec
147 | Left Carotid Vertical Resilient Sit | 70/30 random split | no intruders | 9.0% | [5 empty] | 1 sec | 126 sec
147 | Left Carotid Horizontal Resilient Sit | 70/30 random split | no intruders | 13.0% | [5 empty] | 1 sec | 126 sec
147 | Left Carotid Dorsal-Ventral Resilient Sit | 70/30 random split | no intruders | 12.0% | [5 empty] | 1 sec | 126 sec
147 | Heart Vertical Resilient Sit | 70/30 random split | no intruders | 1.0% | [5 empty] | 1 sec | 126 sec
147 | Heart Horizontal Resilient Sit | 70/30 random split | no intruders | 5.0% | [5 empty] | 1 sec | 126 sec
147 | Heart Dorsal-Ventral Resilient Sit | 70/30 random split | no intruders | 2.0% | [5 empty] | 1 sec | 126 sec
147 | Sternum Vertical Resilient Sit | 70/30 random split | no intruders | 1.0% | [5 empty] | 1 sec | 126 sec
147 | Sternum Horizontal Resilient Sit | 70/30 random split | no intruders | 4.0% | [5 empty] | 1 sec | 126 sec
147 | Sternum Dorsal-Ventral Resilient Sit | 70/30 random split | no intruders | 1.0% | [5 empty] | 1 sec | 126 sec
147 | Right Hand Vertical Stand | 70/30 random split | no intruders | 47.0% | [5 empty] | 1 sec | 126 sec
147 | Right Hand Horizontal Stand | 70/30 random split | no intruders | 47.0% | [5 empty] | 1 sec | 126 sec
147 | Right Hand Dorsal-Ventral Stand | 70/30 random split | no intruders | 47.0% | [5 empty] | 1 sec | 126 sec
147 | Left Hand Vertical Stand | 70/30 random split | no intruders | 47.0% | [5 empty] | 1 sec | 126 sec
147 | Left Hand Horizontal Stand | 70/30 random split | no intruders | 48.0% | [5 empty] | 1 sec | 126 sec
147 | Left Hand Dorsal-Ventral Stand | 70/30 random split | no intruders | 47.0% | [5 empty] | 1 sec | 126 sec
147 | Left Carotid Vertical Stand | 70/30 random split | no intruders | 40.0% | [5 empty] | 1 sec | 126 sec
147 | Left Carotid Horizontal Stand | 70/30 random split | no intruders | 47.0% | [5 empty] | 1 sec | 126 sec
147 | Left Carotid Dorsal-Ventral Stand | 70/30 random split | no intruders | 45.0% | [5 empty] | 1 sec | 126 sec
147 | Heart Vertical Stand | 70/30 random split | no intruders | 28.0% | [5 empty] | 1 sec | 126 sec
147 | Heart Horizontal Stand | 70/30 random split | no intruders | 35.0% | [5 empty] | 1 sec | 126 sec
147 | Heart Dorsal-Ventral Stand | 70/30 random split | no intruders | 26.0% | [5 empty] | 1 sec | 126 sec
147 | Sternum Vertical Stand | 70/30 random split | no intruders | 28.0% | [5 empty] | 1 sec | 126 sec
147 | Sternum Horizontal Stand | 70/30 random split | no intruders | 33.0% | [5 empty] | 1 sec | 126 sec
147 | Sternum Dorsal-Ventral Stand | 70/30 random split | no intruders | 28.0% | [5 empty] | 1 sec | 126 sec
147 | Right Hand Vertical Resilient Stand | 70/30 random split | no intruders | 15.0% | [5 empty] | 1 sec | 126 sec
147 | Right Hand Horizontal Resilient Stand | 70/30 random split | no intruders | 19.0% | [5 empty] | 1 sec | 126 sec
147 | Right Hand Dorsal-Ventral Resilient Stand | 70/30 random split | no intruders | 15.0% | [5 empty] | 1 sec | 126 sec
147 | Left Hand Vertical Resilient Stand | 70/30 random split | no intruders | 13.0% | [5 empty] | 1 sec | 126 sec
147 | Left Hand Horizontal Resilient Stand | 70/30 random split | no intruders | 18.0% | [5 empty] | 1 sec | 126 sec
147 | Left Hand Dorsal-Ventral Resilient Stand | 70/30 random split | no intruders | 20.0% | [5 empty] | 1 sec | 126 sec
147 | Left Carotid Vertical Resilient Stand | 70/30 random split | no intruders | 6.0% | [5 empty] | 1 sec | 126 sec
147 | Left Carotid Horizontal Resilient Stand | 70/30 random split | no intruders | 15.0% | [5 empty] | 1 sec | 126 sec
147 | Left Carotid Dorsal-Ventral Resilient Stand | 70/30 random split | no intruders | 14.0% | [5 empty] | 1 sec | 126 sec
147 | Heart Vertical Resilient Stand | 70/30 random split | no intruders | 1.0% | [5 empty] | 1 sec | 126 sec
147 | Heart Horizontal Resilient Stand | 70/30 random split | no intruders | 0.3% | [5 empty] | 1 sec | 126 sec
147 | Heart Dorsal-Ventral Resilient Stand | 70/30 random split | no intruders | 0.1% | [5 empty] | 1 sec | 126 sec
147 | Sternum Vertical Resilient Stand | 70/30 random split | no intruders | 0.3% | [5 empty] | 1 sec | 126 sec
147 | Sternum Horizontal Resilient Stand | 70/30 random split | no intruders | 0.6% | [5 empty] | 1 sec | 126 sec
147 | Sternum Dorsal-Ventral Resilient Stand | 70/30 random split | no intruders | 0.3% | [5 empty] | 1 sec | 126 sec
147 | Right Hand Vertical Walk | 70/30 random split | no intruders | 35.0% | [5 empty] | 1 sec | 126 sec
147 | Right Hand Horizontal Walk | 70/30 random split | no intruders | 50.0% | [5 empty] | 1 sec | 126 sec
147 | Right Hand Dorsal-Ventral Walk | 70/30 random split | no intruders | 52.0% | [5 empty] | 1 sec | 126 sec
147 | Left Hand Vertical Walk | 70/30 random split | no intruders | 52.0% | [5 empty] | 1 sec | 126 sec
147 | Left Hand Horizontal Walk | 70/30 random split | no intruders | 51.0% | [5 empty] | 1 sec | 126 sec
147 | Left Hand Dorsal-Ventral Walk | 70/30 random split | no intruders | 48.0% | [5 empty] | 1 sec | 126 sec
147 | Left Carotid Vertical Walk | 70/30 random split | no intruders | 49.0% | [5 empty] | 1 sec | 126 sec
147 | Left Carotid Horizontal Walk | 70/30 random split | no intruders | 49.0% | [5 empty] | 1 sec | 126 sec
147 | Left Carotid Dorsal-Ventral Walk | 70/30 random split | no intruders | 49.0% | [5 empty] | 1 sec | 126 sec
147 | Heart Vertical Walk | 70/30 random split | no intruders | 44.0% | [5 empty] | 1 sec | 126 sec
147 | Heart Horizontal Walk | 70/30 random split | no intruders | 45.0% | [5 empty] | 1 sec | 126 sec
147 | Heart Dorsal-Ventral Walk | 70/30 random split | no intruders | 41.0% | [5 empty] | 1 sec | 126 sec
147 | Sternum Vertical Walk | 70/30 random split | no intruders | 45.0% | [5 empty] | 1 sec | 126 sec
147 | Sternum Horizontal Walk | 70/30 random split | no intruders | 43.0% | [5 empty] | 1 sec | 126 sec
147 | Sternum Dorsal-Ventral Walk | 70/30 random split | no intruders | 41.0% | [5 empty] | 1 sec | 126 sec
147 | Right Hand Vertical Resilient Walk | 70/30 random split | no intruders | 25.0% | [5 empty] | 1 sec | 126 sec
147 | Right Hand Horizontal Resilient Walk | 70/30 random split | no intruders | 29.0% | [5 empty] | 1 sec | 126 sec
147 | Right Hand Dorsal-Ventral Resilient Walk | 70/30 random split | no intruders | 23.0% | [5 empty] | 1 sec | 126 sec
147 | Left Hand Vertical Resilient Walk | 70/30 random split | no intruders | 26.0% | [5 empty] | 1 sec | 126 sec
147 | Left Hand Horizontal Resilient Walk | 70/30 random split | no intruders | 29.0% | [5 empty] | 1 sec | 126 sec
147 | Left Hand Dorsal-Ventral Resilient Walk | 70/30 random split | no intruders | 21.0% | [5 empty] | 1 sec | 126 sec
147 | Left Carotid Vertical Resilient Walk | 70/30 random split | no intruders | 19.0% | [5 empty] | 1 sec | 126 sec
147 | Left Carotid Horizontal Resilient Walk | 70/30 random split | no intruders | 25.0% | [5 empty] | 1 sec | 126 sec
147 | Left Carotid Dorsal-Ventral Resilient Walk | 70/30 random split | no intruders | 23.0% | [5 empty] | 1 sec | 126 sec
147 | Heart Vertical Resilient Walk | 70/30 random split | no intruders | 6.0% | [5 empty] | 1 sec | 126 sec
147 | Heart Horizontal Resilient Walk | 70/30 random split | no intruders | 13.0% | [5 empty] | 1 sec | 126 sec
147 | Heart Dorsal-Ventral Resilient Walk | 70/30 random split | no intruders | 6.0% | [5 empty] | 1 sec | 126 sec
147 | Sternum Vertical Resilient Walk | 70/30 random split | no intruders | 6.0% | [5 empty] | 1 sec | 126 sec
147 | Sternum Horizontal Resilient Walk | 70/30 random split | no intruders | 14.0% | [5 empty] | 1 sec | 126 sec
147 | Sternum Dorsal-Ventral Resilient Walk | 70/30 random split | no intruders | 4.0% | [5 empty] | 1 sec | 126 sec
147 | Right Hand Vertical Post-Exercise | 70/30 random split | no intruders | 45.0% | [5 empty] | 1 sec | 126 sec
147 | Right Hand Horizontal Post-Exercise | 70/30 random split | no intruders | 48.0% | [5 empty] | 1 sec | 126 sec
147 | Right Hand Dorsal-Ventral Post-Exercise | 70/30 random split | no intruders | 49.0% | [5 empty] | 1 sec | 126 sec
147 | Left Hand Vertical Post-Exercise | 70/30 random split | no intruders | 47.0% | [5 empty] | 1 sec | 126 sec
147 | Left Hand Horizontal Post-Exercise | 70/30 random split | no intruders | 48.0% | [5 empty] | 1 sec | 126 sec
147 | Left Hand Dorsal-Ventral Post-Exercise | 70/30 random split | no intruders | 47.0% | [5 empty] | 1 sec | 126 sec
147 | Left Carotid Vertical Post-Exercise | 70/30 random split | no intruders | 41.0% | [5 empty] | 1 sec | 126 sec
147 | Left Carotid Horizontal Post-Exercise | 70/30 random split | no intruders | 45.0% | [5 empty] | 1 sec | 126 sec
147 | Left Carotid Dorsal-Ventral Post-Exercise | 70/30 random split | no intruders | 48.0% | [5 empty] | 1 sec | 126 sec
147 | Heart Vertical Post-Exercise | 70/30 random split | no intruders | 30.0% | [5 empty] | 1 sec | 126 sec
147 | Heart Horizontal Post-Exercise | 70/30 random split | no intruders | 37.0% | [5 empty] | 1 sec | 126 sec
147 | Heart Dorsal-Ventral Post-Exercise | 70/30 random split | no intruders | 31.0% | [5 empty] | 1 sec | 126 sec
147 | Sternum Vertical Post-Exercise | 70/30 random split | no intruders | 31.0% | [5 empty] | 1 sec | 126 sec
147 | Sternum Horizontal Post-Exercise | 70/30 random split | no intruders | 36.0% | [5 empty] | 1 sec | 126 sec
147 | Sternum Dorsal-Ventral Post-Exercise | 70/30 random split | no intruders | 31.0% | [5 empty] | 1 sec | 126 sec
147 | Right Hand Vertical Resilient Post-Exercise | 70/30 random split | no intruders | 20.0% | [5 empty] | 1 sec | 126 sec
147 | Right Hand Horizontal Resilient Post-Exercise | 70/30 random split | no intruders | 19.0% | [5 empty] | 1 sec | 126 sec
147 | Right Hand Dorsal-Ventral Resilient Post-Exercise | 70/30 random split | no intruders | 18.0% | [5 empty] | 1 sec | 126 sec
147 | Left Hand Vertical Resilient Post-Exercise | 70/30 random split | no intruders | 13.0% | [5 empty] | 1 sec | 126 sec
147 | Left Hand Horizontal Resilient Post-Exercise | 70/30 random split | no intruders | 19.0% | [5 empty] | 1 sec | 126 sec
147 | Left Hand Dorsal-Ventral Resilient Post-Exercise | 70/30 random split | no intruders | 20.0% | [5 empty] | 1 sec | 126 sec
147 | Left Carotid Vertical Resilient Post-Exercise | 70/30 random split | no intruders | 9.0% | [5 empty] | 1 sec | 126 sec
147 | Left Carotid Horizontal Resilient Post-Exercise | 70/30 random split | no intruders | 12.0% | [5 empty] | 1 sec | 126 sec
147 | Left Carotid Dorsal-Ventral Resilient Post-Exercise | 70/30 random split | no intruders | 11.0% | [5 empty] | 1 sec | 126 sec
147 | Heart Vertical Resilient Post-Exercise | 70/30 random split | no intruders | 0.1% | [5 empty] | 1 sec | 126 sec
147 | Heart Horizontal Resilient Post-Exercise | 70/30 random split | no intruders | 2.0% | [5 empty] | 1 sec | 126 sec
147 | Heart Dorsal-Ventral Resilient Post-Exercise | 70/30 random split | no intruders | 2.0% | [5 empty] | 1 sec | 126 sec
147 | Sternum Vertical Resilient Post-Exercise | 70/30 random split | no intruders | 0.1% | [5 empty] | 1 sec | 126 sec
147 | Sternum Horizontal Resilient Post-Exercise | 70/30 random split | no intruders | 2.0% | [5 empty] | 1 sec | 126 sec
147 | Sternum Dorsal-Ventral Resilient Post-Exercise | 70/30 random split | no intruders | 1.0% | [5 empty] | 1 sec | 126 sec
189 | NN-FF intraday | 60/40, not clear whether random or across time | no intruders | 1.46% (1.53) | [5 empty] | 3 sec | >144 min
189 | NN-FF 2 | training day 1, testing day 2 | no intruders | 2.18% (2.65) | [5 empty] | 3 sec | >240 min
189 | NN-FF 3 | training day 1, testing day 3 | no intruders | 3.4% (4.88) | [5 empty] | 3 sec | >240 min
189 | NN-FF best score | day 1 60/40, not clear whether random or across time, days 2+3 testing | no intruders | 0.54% (1) | [5 empty] | 3 sec | >240 min
205 | PPG | train/test, unclear how split, only one valid user | no intruders |  | 100.0% | 1 |  |  |  | ? | ? | Precision=1, Recall=1, TNR=1
205 | ECG | train/test, unclear how split, only one valid user | no intruders |  | 88.9% | 0.86 |  |  |  | ? | ? | Precision=0.78, Recall=1, TNR=1
253 |  | LO-intruder-O- CV | 38 intruders | [6 empty] | 10s | 20x10s?
278 | S1 idle - S1 typing1 PPG | split between tasks | no intruders | 20.68% (1.18) |  |  |  |  | 36-85% | 600 ms | 2 min
278 | S1 idle - S1 touchpad PPG | split between tasks | no intruders | 6.84% (0.65) |  |  |  |  | 36-85% | 600 ms | 2 min
278 | S1 idle - S1 typing 2 PPG | split between tasks | no intruders | 22.12% (0.77) |  |  |  |  | 36-85% | 600 ms | 2 min
278 | S1 idle - S2 idle PPG | split between sessions | no intruders | 27.9% (0.55) |  |  |  |  | 36-85% | 600 ms | 2 min
278 | S1 idle - S1 typing1 ECG | split between tasks | no intruders | 6.66% (0.04) |  |  |  |  | ca. 11% | 600 ms | 2 min
278 | S1 idle - S1 touchpad ECG | split between tasks | no intruders | 5.88% (0.35) |  |  |  |  | ca. 11% | 600 ms | 2 min
278 | S1 idle - S1 typing 2 ECG | split between tasks | no intruders | 7.53% (0.4) |  |  |  |  | ca. 11% | 600 ms | 2 min
278 | S1 idle - S2 idle ECG | split between sessions | no intruders | 32.72% (0.4) |  |  |  |  | ca. 11% | 600 ms | 2 min
298 | static GBT | 20 x Monte Carlo CV 50/50 across time | no intruders |  | 90.73% | [5 empty] | 5 min
298 | static 4 windows | 20 x Monte Carlo CV 50/50 across time | no intruders |  | 90.0% |  |  |  |  | 4*(HB+2s) | 5 min | TNR=88%; FNR=3.9%
298 | static 6 windows | 20 x Monte Carlo CV 50/50 across time | no intruders |  | 90.0% |  |  |  |  | 6*(HB+2s) | 5 min | TNR=90%; FNR=4.2%
298 | static 1min | 20 x Monte Carlo CV 50/50 across time | no intruders |  | 77.75% |  |  |  |  | 6*(HB+2s) | 1 min
298 | static 5min | 20 x Monte Carlo CV 50/50 across time | no intruders |  | 90.65% |  |  |  |  | 6*(HB+2s) | 5 min
298 | static SVM | 20 x Monte Carlo CV 50/50 across time | no intruders |  | 75.0% |  |  |  |  | 6*(HB+2s) | 5 min
298 | static NN | 20 x Monte Carlo CV 50/50 across time | no intruders |  | 80.0% |  |  |  |  | 6*(HB+2s) | 5 min
298 | static 25hz | 20 x Monte Carlo CV 50/50 across time | no intruders |  | 88.0% |  |  |  |  | 6*(HB+2s) | 5 min
298 | far-wrist MA removal | 20 x Monte Carlo CV 50/50 across time | no intruders |  | 89.2% |  |  |  |  | 6*(HB+2s) | 5 min
298 | far-wrist no MA removal | 20 x Monte Carlo CV 50/50 across time | no intruders |  | 72.2% |  |  |  |  | 6*(HB+2s) | 5 min
298 | near-wrist MA removal | 20 x Monte Carlo CV 50/50 across time | no intruders |  | 75.2% |  |  |  |  | 6*(HB+2s) | 5 min
298 | near-wrist no MA removal | 20 x Monte Carlo CV 50/50 across time | no intruders |  | 36.6% |  |  |  |  | 6*(HB+2s) | 5 min
298 | static 2h | 20 x Monte Carlo CV 50/50 across time | no intruders |  | 86.0% |  |  |  |  | 6*(HB+2s) | 5 min
298 | static 3h | 20 x Monte Carlo CV 50/50 across time | no intruders |  | 84.0% |  |  |  |  | 6*(HB+2s) | 5 min
298 | static adaptive 3h | 20 x Monte Carlo CV 50/50 across time | no intruders |  | 90.0% |  |  |  |  | 6*(HB+2s) | 5 min
298 | VMD+FastICA 12s | 20 x Monte Carlo CV 50/50 across time | no intruders |  | 62.0% |  |  |  |  | 6*(HB+2s) | 5 min
298 | CEEMDAN + FastICA 12s | 20 x Monte Carlo CV 50/50 across time | no intruders |  | 63.0% |  |  |  |  | 6*(HB+2s) | 5 min
298 | VMD+FastICA 24s | 20 x Monte Carlo CV 50/50 across time | no intruders |  | 69.0% |  |  |  |  | 6*(HB+2s) | 5 min
298 | CEEMDAN + FastICA 24s | 20 x Monte Carlo CV 50/50 across time | no intruders |  | 74.0% |  |  |  |  | 6*(HB+2s) | 5 min
305 | LR 30 EDA | 4 days training, day 5 testing | no intruders | 21.87% | [5 empty] | 30s | 4 days
305 | MLP 30 EDA | 4 days training, day 5 testing | no intruders | 22.08% | [5 empty] | 30s | 4 days
305 | RF 30 EDA | 4 days training, day 5 testing | no intruders | 22.14% | [5 empty] | 30s | 4 days
305 | LR 60 EDA | 4 days training, day 5 testing | no intruders | 22.34% | [5 empty] | 60s | 4 days
305 | MLP 60 EDA | 4 days training, day 5 testing | no intruders | 21.43% | [5 empty] | 60s | 4 days
305 | RF 60 EDA | 4 days training, day 5 testing | no intruders | 21.05% | [5 empty] | 60s | 4 days
305 | LR 120 EDA | 4 days training, day 5 testing | no intruders | 25.88% | [5 empty] | 120s | 4 days
305 | MLP 120 EDA | 4 days training, day 5 testing | no intruders | 24.71% | [5 empty] | 120s | 4 days
305 | RF 120 EDA | 4 days training, day 5 testing | no intruders | 25.34% | [5 empty] | 120s | 4 days
305 | LR 30 HRV | 4 days training, day 5 testing | no intruders | 18.17% | [5 empty] | 30s | 4 days
305 | MLP 30 HRV | 4 days training, day 5 testing | no intruders | 18.21% | [5 empty] | 30s | 4 days
305 | RF 30 HRV | 4 days training, day 5 testing | no intruders | 17.88% | [5 empty] | 30s | 4 days
305 | LR 60 HRV | 4 days training, day 5 testing | no intruders | 19.24% | [5 empty] | 60s | 4 days
305 | MLP 60 HRV | 4 days training, day 5 testing | no intruders | 18.38% | [5 empty] | 60s | 4 days
305 | RF 60 HRV | 4 days training, day 5 testing | no intruders | 18.44% | [5 empty] | 60s | 4 days
305 | LR 120 HRV | 4 days training, day 5 testing | no intruders | 19.66% | [5 empty] | 120s | 4 days
305 | MLP 120 HRV | 4 days training, day 5 testing | no intruders | 19.49% | [5 empty] | 120s | 4 days
305 | RF 120 HRV | 4 days training, day 5 testing | no intruders | 19.03% | [5 empty] | 120s | 4 days
305 | LR 30 EDA-HRV | 4 days training, day 5 testing | no intruders | 15.06% | [5 empty] | 30s | 4 days
305 | MLP 30 EDA-HRV | 4 days training, day 5 testing | no intruders | 14.87% | [5 empty] | 30s | 4 days
305 | RF 30 EDA-HRV | 4 days training, day 5 testing | no intruders | 14.01% | [5 empty] | 30s | 4 days
305 | LR 60 EDA-HRV | 4 days training, day 5 testing | no intruders | 15.44% | [5 empty] | 60s | 4 days
305 | MLP 60 EDA-HRV | 4 days training, day 5 testing | no intruders | 13.95% | [5 empty] | 60s | 4 days
305 | RF 60 EDA-HRV | 4 days training, day 5 testing | no intruders | 14.63% | [5 empty] | 60s | 4 days
305 | LR 120 EDA-HRV | 4 days training, day 5 testing | no intruders | 17.38% | [5 empty] | 120s | 4 days
305 | MLP 120 EDA-HRV | 4 days training, day 5 testing | no intruders | 15.66% | [5 empty] | 120s | 4 days
305 | RF 120 EDA-HRV | 4 days training, day 5 testing | no intruders | 14.51% | [5 empty] | 120s | 4 days
330 | Apple watch LR:ACC | LOO-CV | no intruders | 14.67% | 89.57% |  | 87.31% |  |  | 1 HB | ~1 min
330 | Apple watch LR:MFCC | LOO-CV | no intruders | 7.86% | 93.82% |  | 95.33% |  |  | 1 HB | ~1 min
330 | Apple watch LR:QRS | LOO-CV | no intruders | 2.77% | 98.13% |  | 99.21% |  |  | 1 HB | ~1 min
330 | Apple watch LDA:ACC | LOO-CV | no intruders | 8.71% | 94.65% |  | 92.95% |  |  | 1 HB | ~1 min
330 | Apple watch LDA:MFCC | LOO-CV | no intruders | 8.6% | 92.90% |  | 95.30% |  |  | 1 HB | ~1 min
330 | Apple watch LDA:QRS | LOO-CV | no intruders | 3.21% | 97.57% |  | 99.17% |  |  | 1 HB | ~1 min
330 | Apple watch SVM:ACC | LOO-CV | no intruders | 12.12% | 92.82% |  | 90.8% |  |  | 1 HB | ~1 min
330 | Apple watch SVM:MFCC | LOO-CV | no intruders | 15.21% | 87.30% |  | 94.56% |  |  | 1 HB | ~1 min
330 | Apple watch SVM:QRS | LOO-CV | no intruders | 10.34% | 90.94 |  | 95.88% |  |  | 1 HB | ~1 min
330 | Apple watch RBF-SVM:ACC | LOO-CV | no intruders | 12.46% | 90.07 |  | 90.33% |  |  | 1 HB | ~1 min
330 | Apple watch RBF-SVM:MFCC | LOO-CV | no intruders | 9.05% | 86.87 |  | 92.52% |  |  | 1 HB | ~1 min
330 | Apple watch RBF-SVM:QRS | LOO-CV | no intruders | 3.9% | 95.88% |  | 98.42% |  |  | 1 HB | ~1 min
330 | Apple watch KNN:ACC | LOO-CV | no intruders | 5.93% | 94.01% |  | 91.72% |  |  | 1 HB | ~1 min
330 | Apple watch KNN:MFCC | LOO-CV | no intruders | 5.4% | 95.06% |  | 95.34% |  |  | 1 HB | ~1 min
330 | Apple watch KNN:QRS | LOO-CV | no intruders | 0.8% | 99.2% |  | 99.46% |  |  | 1 HB | ~1 min
330 | Apple watch DT:ACC | LOO-CV | no intruders | 5.19% | 91.67% |  | 82.14% |  |  | 1 HB | ~1 min
330 | Apple watch DT:MFCC | LOO-CV | no intruders | 3.64% | 94.41% |  | 89.14% |  |  | 1 HB | ~1 min
330 | Apple watch DT:QRS | LOO-CV | no intruders | 1.17% | 97.98% |  | 96.40% |  |  | 1 HB | ~1 min
330 | Apple watch RF:ACC | LOO-CV | no intruders | 8.19% | 94.34% |  | 94.79% |  |  | 1 HB | ~1 min
330 | Apple watch RF:MFCC | LOO-CV | no intruders | 5.37% | 96.41% |  | 97.53% |  |  | 1 HB | ~1 min
330 | Apple watch RF:QRS | LOO-CV | no intruders | 1.12% | 99.17% |  | 99.92% |  |  | 1 HB | ~1 min
401 | S1 in-sample 30HB s80 | 8-fold CV over sessions within users | no intruders |  | 92.1% |  |  |  |  | 30HB | ~110 min
401 | S1 out-of-sample 30HB s80 | 8-fold CV over sessions within users | 6 intruders |  | 88.3% |  |  |  |  | 30HB | ~110 min
401 | S1 out-of-sample 1HB s80 | 8-fold CV over sessions within users | 6 intruders |  | 84.6% |  |  |  |  | 1 HB | ~110 min
401 | S1 out-of-sample 5HB s80 | 8-fold CV over sessions within users | 6 intruders | [6 empty] | 5 HB | ~110 min
401 | S1 out-of-sample 15HB s80 | 8-fold CV over sessions within users | 6 intruders | [6 empty] | 15 HB | ~110 min
401 | S1 in-sample 1HB | 8-fold CV over sessions within users | no intruders |  | 87.3% |  |  |  |  | 1 HB | ~110 min
401 | S1 out-of-sample 30HB s20 | 8-fold CV over sessions within users | 6 intruders |  | 80.4% |  |  |  |  | 30HB | ~110 min
401 | S1 out-of-sample 30HB s40 | 8-fold CV over sessions within users | 6 intruders | [6 empty] | 30HB | ~110 min
401 | S1 out-of-sample 30HB s60 | 8-fold CV over sessions within users | 6 intruders | [6 empty] | 30HB | ~110 min
401 | S1 in-sample 30HB s20 | 8-fold CV over sessions within users | no intruders |  | 82.1% |  |  |  |  | 30HB | ~110 min
401 | S1 in-sample s80 30HB low-HR | 8-fold CV over sessions within users | no intruders |  | 76.3% |  |  |  |  | 30HB | ~110 min
401 | S1 in-sample s80 30HB mid-HR | 8-fold CV over sessions within users | no intruders |  | 72.6% |  |  |  |  | 30HB | ~110 min
401 | S1 in-sample s80 30HB high-HR | 8-fold CV over sessions within users | no intruders |  | 67.4% |  |  |  |  | 30HB | ~110 min
401 | S1 out-of-sample s80 30HB low-HR | 8-fold CV over sessions within users | 6 intruders |  | 76.6% |  |  |  |  | 30HB | ~110 min
401 | S1 out-of-sample s80 30HB mid-HR | 8-fold CV over sessions within users | 6 intruders |  | 72.7% |  |  |  |  | 30HB | ~110 min
401 | S1 out-of-sample s80 30HB high-HR | 8-fold CV over sessions within users | 6 intruders |  | 73.6% |  |  |  |  | 30HB | ~110 min
401 | S2 in-sample s80 30HB low-low | 8-fold CV over sessions within users | no intruders |  | 91.4% |  |  |  |  | 30HB | ~130 min
401 | S2 in-sample s80 30HB low-mid | 8-fold CV over sessions within users | no intruders |  | 65.6% |  |  |  |  | 30HB | ~130 min
401 | S2 in-sample s80 30HB low-high | 8-fold CV over sessions within users | no intruders |  | 62.7% |  |  |  |  | 30HB | ~130 min
401 | S2 in-sample s80 30HB mid-low | 8-fold CV over sessions within users | no intruders |  | 87% |  |  |  |  | 30HB | ~130 min
401 | S2 in-sample s80 30HB mid-mid | 8-fold CV over sessions within users | no intruders |  | 89.3% |  |  |  |  | 30HB | ~130 min
401 | S2 in-sample s80 30HB mid-high | 8-fold CV over sessions within users | no intruders |  | 71.1% |  |  |  |  | 30HB | ~130 min
401 | S2 in-sample s80 30HB high-low | 8-fold CV over sessions within users | no intruders |  | 80.1% |  |  |  |  | 30HB | ~130 min
401 | S2 in-sample s80 30HB high-mid | 8-fold CV over sessions within users | no intruders |  | 76.1% |  |  |  |  | 30HB | ~130 min
401 | S2 in-sample s80 30HB high-high | 8-fold CV over sessions within users | no intruders |  | 86.4% |  |  |  |  | 30HB | ~130 min
401 | S2 out-of-sample s80 30HB low-low | 8-fold CV over sessions within users | 6 intruders |  | 89.2% |  |  |  |  | 30HB | ~130 min
401 | S2 out-of-sample s80 30HB low-mid | 8-fold CV over sessions within users | 6 intruders |  | 65.9% |  |  |  |  | 30HB | ~130 min
401 | S2 out-of-sample s80 30HB low-high | 8-fold CV over sessions within users | 6 intruders |  | 61.9% |  |  |  |  | 30HB | ~130 min
401 | S2 out-of-sample s80 30HB mid-low | 8-fold CV over sessions within users | 6 intruders |  | 86.8% |  |  |  |  | 30HB | ~130 min
401 | S2 out-of-sample s80 30HB mid-mid | 8-fold CV over sessions within users | 6 intruders |  | 86.7% |  |  |  |  | 30HB | ~130 min
401 | S2 out-of-sample s80 30HB mid-high | 8-fold CV over sessions within users | 6 intruders |  | 71.8% |  |  |  |  | 30HB | ~130 min
401 | S2 out-of-sample s80 30HB high-low | 8-fold CV over sessions within users | 6 intruders |  | 79.5% |  |  |  |  | 30HB | ~130 min
401 | S2 out-of-sample s80 30HB high-mid | 8-fold CV over sessions within users | 6 intruders |  | 76.2% |  |  |  |  | 30HB | ~130 min
401 | S2 out-of-sample s80 30HB high-high | 8-fold CV over sessions within users | 6 intruders |  | 84.5% |  |  |  |  | 30HB | ~130 min
61 | L1HR binary SVM | 6-fold CV within participants (5/6 breathing events) | no intruders |  | 67% (12) | 0.63 (0.15) | 67% (12) |  |  | ? | 5 breathing events | RMSE=o.o4 (0.01); TAR=60% (18); AWSP=0.43; TRR=74% (16)
61 | L3aHR+Resp binary SVM | 6-fold CV within participants (5/6 breathing events) | no intruders |  | 94% (3) | 0.94 (0.04) | 94% (3) |  |  | ? | 5 breathing events | RMSE=0.02 (0.01); TAR=95% (4); AWSP=0.89; TRR=93% (4)
61 | L1HR unary SVM | 6-fold CV within participants (5/6 breathing events) | no intruders |  | 55% (5) | 0.55 (0.07) |  |  |  | ? | 5 breathing events | RMSE=0.05 (0.09); TAR=57% (7); AWSP=0.31; TRR=54% (9)
61 | L3aHR+Resp unary SVM | 6-fold CV within participants (5/6 breathing events) | no intruders |  | 78% (6) | 0.76 (0.05) |  |  |  | ? | 5 breathing events | RMSE=0.03 (0.00); TAR=70% (5); AWSP=0.6; TRR=86% (11)
495 | S1 | 10-fold CV, unclear whether within participants or not | no intruders |  | 99.27% |  |  |  |  | ? | 15 min | TPR=92.77%; FRR=7.23%; FAR=0.40%
495 | S2 | Train T1, Test T2 | no intruders |  | 93.59% |  |  |  |  | ? | 13 min | TPR=30.81%; FRR=69.19%; FAR=2.84%
495 | S3 | Train T1 + T2, Test T2 - maybe some sort of 10-fold CV? | no intruders |  | 99.20% |  |  |  |  | ? | 27 min | TPR=90.32%; FRR=9.68%; FAR=0.27%
495 | S4 | 10-fold CV, unclear whether within participants or not | no intruders |  | 99.63% |  |  |  |  | ? | 12 min | TPR=97.14%; FRR=2.86%; FAR=0.14%
495 | S5 | Train T1, Test T2 | no intruders |  | 88.86% |  |  |  |  | ? | 15 min | TPR=44.56%; FRR=55.44%; FAR=6.05%
475 | LSTM / PM 1 subject | 80/20, 1 valid user | no |  | 92.0% |  |  |  |  | ? | 36 x 15 s
475 | LSTM / PM 2 subject | 80/20, 2 valid users | no |  | 90.0% |  |  |  |  | ? | 36 x 15 s
475 | LSTM / PM 3 subject | 80/20, 3 valid users | no |  | 92.0% |  |  |  |  | ? | 36 x 15 s
475 | LSTM / PM 4 subject | 80/20, 4 valid users | no |  | 91.0% |  |  |  |  | ? | 36 x 15 s
475 | LSTM / PM 5 subject | 80/20, 5 valid users | no |  | 93.0% |  |  |  |  | ? | 36 x 15 s
475 | AE / PM 1 subject | 80/20, 1 valid user | no |  | 92.0% |  |  |  |  | ? | 36 x 15 s
475 | AE / PM 2 subject | 80/20, 2 valid users | no |  | 89.0% |  |  |  |  | ? | 36 x 15 s
475 | AE / PM 3 subject | 80/20, 3 valid users | no |  | 94.0% |  |  |  |  | ? | 36 x 15 s
475 | AE / PM 4 subject | 80/20, 4 valid users | no |  | 93.0% |  |  |  |  | ? | 36 x 15 s
475 | AE / PM 5 subject | 80/20, 5 valid users | no |  | 91.0% |  |  |  |  | ? | 36 x 15 s
460 | 460.0.1 | time-based splitting | no | [6 empty] | 1HB | 5 min to 3 h |  | time-based splitting; four different splitting points: 5 min-355 min (1.4% - 98.6%), 20 min-340 min (5.6%-94.4%), 1 h-5 h (16.7%-83.3%) and 3 h-3 h (50%-50%) first number: enrollment duration, second test duration, third enrollment %, fourth Test%
459 | level 1 | not described | not described | 17.2% (7.79) | [5 empty] | ? | ?
459 | level 2 | not described | not described | 18.2% (7.55) | [5 empty] | ? | ?
459 | level 3 | not described | not described | 20.9% (7.92) | [5 empty] | ? | ?
459 | level 4 | not described | not described | 21.8% (8.26) | [5 empty] | ? | ?
459 | level fusion | not described | not described | 11.25% (6.16) | [5 empty] | ? | ?
455 | time | 75% selected for training, rest for testing against intruders | 12 intruders | [6 empty] | 300HB | 11.25 min | FAR 7.57, 10.31, 3.46; FRR 10.43, 8.56, 0.48
455 | wavelet | 75% selected for training, rest for testing against intruders | 12 intruders | [6 empty] | 300HB | 11.25 min | FAR 6.52, 9.71, 4.66; FRR 33.66, 26.23, 4.96
455 | DL | 75% selected for training, rest for testing against intruders | 12 intruders | [6 empty] | 300HB | 11.25 min | FAR 0.00, 1.72, 0.00; FRR 0.00, 0.00, 0.00
447 | ResNet50 1s Sc2 | 80/20 split within 11 users | 2 intruders | 41.48% | [5 empty] | 2s | 16 min
447 | ResNet50 1s Sc4 | 80/20 split within 11 users | 2 intruders | 34.01% | [5 empty] | 4s | 16 min
447 | ResNet50 1s Sc10 | 80/20 split within 11 users | 2 intruders | 22.53% | [5 empty] | 10s | 16 min
447 | ResNet50 1s Sp2 | 80/20 split within 11 users | 2 intruders | 39.11% | [5 empty] | 2s | 16 min
447 | ResNet50 1s Sp4 | 80/20 split within 11 users | 2 intruders | 35.97% | [5 empty] | 4s | 16 min
447 | ResNet50 1s Sp10 | 80/20 split within 11 users | 2 intruders | 24.39% | [5 empty] | 10s | 16 min
447 | ResNet50 1s Mel2 | 80/20 split within 11 users | 2 intruders | 38.34% | [5 empty] | 2s | 16 min
447 | ResNet50 1s Mel4 | 80/20 split within 11 users | 2 intruders | 35.50% | [5 empty] | 4s | 16 min
447 | ResNet50 1s Mel10 | 80/20 split within 11 users | 2 intruders | 28.10% | [5 empty] | 10s | 16 min
447 | ResNet50 3s Sc2 | 80/20 split within 11 users | 2 intruders | 36.45% | [5 empty] | 2s | 16 min
447 | ResNet50 3s Sc4 | 80/20 split within 11 users | 2 intruders | 12.19% | [5 empty] | 4s | 16 min
447 | ResNet50 3s Sc10 | 80/20 split within 11 users | 2 intruders | 20.47% | [5 empty] | 10s | 16 min
447 | ResNet50 3s Sp2 | 80/20 split within 11 users | 2 intruders | 33.28% | [5 empty] | 2s | 16 min
447 | ResNet50 3s Sp4 | 80/20 split within 11 users | 2 intruders | 30.64% | [5 empty] | 4s | 16 min
447 | ResNet50 3s Sp10 | 80/20 split within 11 users | 2 intruders | 20.95% | [5 empty] | 10s | 16 min
447 | ResNet50 3s Mel2 | 80/20 split within 11 users | 2 intruders | 39.22% | [5 empty] | 2s | 16 min
447 | ResNet50 3s Mel4 | 80/20 split within 11 users | 2 intruders | 34.37% | [5 empty] | 4s | 16 min
447 | ResNet50 3s Mel10 | 80/20 split within 11 users | 2 intruders | 28.79% | [5 empty] | 10s | 16 min
447 | ResNet50 5s Sc2 | 80/20 split within 11 users | 2 intruders | 34.46% | [5 empty] | 2s | 16 min
447 | ResNet50 5s Sc4 | 80/20 split within 11 users | 2 intruders | 11.21% | [5 empty] | 4s | 16 min
447 | ResNet50 5s Sc10 | 80/20 split within 11 users | 2 intruders | 19.09% | [5 empty] | 10s | 16 min
447 | ResNet50 5s Sp2 | 80/20 split within 11 users | 2 intruders | 34.64% | [5 empty] | 2s | 16 min
447 | ResNet50 5s Sp4 | 80/20 split within 11 users | 2 intruders | 28.62% | [5 empty] | 4s | 16 min
447 | ResNet50 5s Sp10 | 80/20 split within 11 users | 2 intruders | 21.23% | [5 empty] | 10s | 16 min
447 | ResNet50 5s Mel2 | 80/20 split within 11 users | 2 intruders | 39.48% | [5 empty] | 2s | 16 min
447 | ResNet50 5s Mel4 | 80/20 split within 11 users | 2 intruders | 35.68% | [5 empty] | 4s | 16 min
447 | ResNet50 5s Mel10 | 80/20 split within 11 users | 2 intruders | 27.55% | [5 empty] | 10s | 16 min
447 | DensNet201 1s Sc2 | 80/20 split within 11 users | 2 intruders | 35.78% | [5 empty] | 2s | 16 min
447 | DensNet201 1s Sc4 | 80/20 split within 11 users | 2 intruders | 22.49% | [5 empty] | 4s | 16 min
447 | DensNet201 1s Sc10 | 80/20 split within 11 users | 2 intruders | 20.47% | [5 empty] | 10s | 16 min
447 | DensNet201 1s Sp2 | 80/20 split within 11 users | 2 intruders | 38.78% | [5 empty] | 2s | 16 min
447 | DensNet201 1s Sp4 | 80/20 split within 11 users | 2 intruders | 33.95% | [5 empty] | 4s | 16 min
447 | DensNet201 1s Sp10 | 80/20 split within 11 users | 2 intruders | 19.58% | [5 empty] | 10s | 16 min
447 | DensNet201 1s Mel2 | 80/20 split within 11 users | 2 intruders | 39.26% | [5 empty] | 2s | 16 min
447 | DensNet201 1s Mel4 | 80/20 split within 11 users | 2 intruders | 38.56% | [5 empty] | 4s | 16 min
447 | DensNet201 1s Mel10 | 80/20 split within 11 users | 2 intruders | 29.17% | [5 empty] | 10s | 16 min
447 | DensNet201 3s Sc2 | 80/20 split within 11 users | 2 intruders | 31.12% | [5 empty] | 2s | 16 min
447 | DensNet201 3s Sc4 | 80/20 split within 11 users | 2 intruders | 10.60% | [5 empty] | 4s | 16 min
447 | DensNet201 3s Sc10 | 80/20 split within 11 users | 2 intruders | 19.92% | [5 empty] | 10s | 16 min
447 | DensNet201 3s Sp2 | 80/20 split within 11 users | 2 intruders | 36.58% | [5 empty] | 2s | 16 min
447 | DensNet201 3s Sp4 | 80/20 split within 11 users | 2 intruders | 29.29% | [5 empty] | 4s | 16 min
447 | DensNet201 3s Sp10 | 80/20 split within 11 users | 2 intruders | 19.03% | [5 empty] | 10s | 16 min
447 | DensNet201 3s Mel2 | 80/20 split within 11 users | 2 intruders | 38.93% | [5 empty] | 2s | 16 min
447 | DensNet201 3s Mel4 | 80/20 split within 11 users | 2 intruders | 37.21% | [5 empty] | 4s | 16 min
447 | DensNet201 3s Mel10 | 80/20 split within 11 users | 2 intruders | 28.90% | [5 empty] | 10s | 16 min
447 | DensNet201 5s Sc2 | 80/20 split within 11 users | 2 intruders | 30.79% | [5 empty] | 2s | 16 min
447 | DensNet201 5s Sc4 | 80/20 split within 11 users | 2 intruders | 8.88% | [5 empty] | 4s | 16 min
447 | DensNet201 5s Sc10 | 80/20 split within 11 users | 2 intruders | 18.13% | [5 empty] | 10s | 16 min
447 | DensNet201 5s Sp2 | 80/20 split within 11 users | 2 intruders | 35.30% | [5 empty] | 2s | 16 min
447 | DensNet201 5s Sp4 | 80/20 split within 11 users | 2 intruders | 27.76% | [5 empty] | 4s | 16 min
447 | DensNet201 5s Sp10 | 80/20 split within 11 users | 2 intruders | 18.20% | [5 empty] | 10s | 16 min
447 | DensNet201 5s Mel2 | 80/20 split within 11 users | 2 intruders | 41.06% | [5 empty] | 2s | 16 min
447 | DensNet201 5s Mel4 | 80/20 split within 11 users | 2 intruders | 35.62% | [5 empty] | 4s | 16 min
447 | DensNet201 5s Mel10 | 80/20 split within 11 users | 2 intruders | 26.85% | [5 empty] | 10s | 16 min
447 | ResNet50 1s Sc2 Resting | 80/20 split within 11 users | 2 intruders | 25.44% | [5 empty] | 2s | 4 min
447 | ResNet50 1s Sc4 Resting | 80/20 split within 11 users | 2 intruders | 0.98% | [5 empty] | 4s | 4 min
447 | ResNet50 1s Sc10 Resting | 80/20 split within 11 users | 2 intruders | 15.83% | [5 empty] | 10s | 4 min
447 | ResNet50 1s Sp2 Resting | 80/20 split within 11 users | 2 intruders | 30.82% | [5 empty] | 2s | 4 min
447 | ResNet50 1s Sp4 Resting | 80/20 split within 11 users | 2 intruders | 25.74% | [5 empty] | 4s | 4 min
447 | ResNet50 1s Sp10 Resting | 80/20 split within 11 users | 2 intruders | 12.62% | [5 empty] | 10s | 4 min
447 | ResNet50 1s Mel2 Resting | 80/20 split within 11 users | 2 intruders | 38.28% | [5 empty] | 2s | 4 min
447 | ResNet50 1s Mel4 Resting | 80/20 split within 11 users | 2 intruders | 31.35% | [5 empty] | 4s | 4 min
447 | ResNet50 1s Mel10 Resting | 80/20 split within 11 users | 2 intruders | 25.54% | [5 empty] | 10s | 4 min
447 | ResNet50 3s Sc2 Resting | 80/20 split within 11 users | 2 intruders | 21.56% | [5 empty] | 2s | 4 min
447 | ResNet50 3s Sc4 Resting | 80/20 split within 11 users | 2 intruders | 0.98% | [5 empty] | 4s | 4 min
447 | ResNet50 3s Sc10 Resting | 80/20 split within 11 users | 2 intruders | 13.12% | [5 empty] | 10s | 4 min
447 | ResNet50 3s Sp2 Resting | 80/20 split within 11 users | 2 intruders | 26.90% | [5 empty] | 2s | 4 min
447 | ResNet50 3s Sp4 Resting | 80/20 split within 11 users | 2 intruders | 23.53% | [5 empty] | 4s | 4 min
447 | ResNet50 3s Sp10 Resting | 80/20 split within 11 users | 2 intruders | 10.99% | [5 empty] | 10s | 4 min
447 | ResNet50 3s Mel2 Resting | 80/20 split within 11 users | 2 intruders | 36.47% | [5 empty] | 2s | 4 min
447 | ResNet50 3s Mel4 Resting | 80/20 split within 11 users | 2 intruders | 31.63% | [5 empty] | 4s | 4 min
447 | ResNet50 3s Mel10 Resting | 80/20 split within 11 users | 2 intruders | 23.91% | [5 empty] | 10s | 4 min
447 | ResNet50 5s Sc2 Resting | 80/20 split within 11 users | 2 intruders | 21.98% | [5 empty] | 2s | 4 min
447 | ResNet50 5s Sc4 Resting | 80/20 split within 11 users | 2 intruders | 0.74% | [5 empty] | 4s | 4 min
447 | ResNet50 5s Sc10 Resting | 80/20 split within 11 users | 2 intruders | 12.03% | [5 empty] | 10s | 4 min
447 | ResNet50 5s Sp2 Resting | 80/20 split within 11 users | 2 intruders | 26.47% | [5 empty] | 2s | 4 min
447 | ResNet50 5s Sp4 Resting | 80/20 split within 11 users | 2 intruders | 21.57% | [5 empty] | 4s | 4 min
447 | ResNet50 5s Sp10 Resting | 80/20 split within 11 users | 2 intruders | 8.82% | [5 empty] | 10s | 4 min
447 | ResNet50 5s Mel2 Resting | 80/20 split within 11 users | 2 intruders | 35.44% | [5 empty] | 2s | 4 min
447 | ResNet50 5s Mel4 Resting | 80/20 split within 11 users | 2 intruders | 31.37% | [5 empty] | 4s | 4 min
447 | ResNet50 5s Mel10 Resting | 80/20 split within 11 users | 2 intruders | 23.12% | [5 empty] | 10s | 4 min
447 | ResNet50 1s Sc2 Walking | 80/20 split within 11 users | 2 intruders | 26.08% | [5 empty] | 2s | 4 min
447 | ResNet50 1s Sc4 Walking | 80/20 split within 11 users | 2 intruders | 4.29% | [5 empty] | 4s | 4 min
447 | ResNet50 1s Sc10 Walking | 80/20 split within 11 users | 2 intruders | 16.38% | [5 empty] | 10s | 4 min
447 | ResNet50 1s Sp2 Walking | 80/20 split within 11 users | 2 intruders | 33.51% | [5 empty] | 2s | 4 min
447 | ResNet50 1s Sp4 Walking | 80/20 split within 11 users | 2 intruders | 17.40% | [5 empty] | 4s | 4 min
447 | ResNet50 1s Sp10 Walking | 80/20 split within 11 users | 2 intruders | 16.43% | [5 empty] | 10s | 4 min
447 | ResNet50 1s Mel2 Walking | 80/20 split within 11 users | 2 intruders | 37.65% | [5 empty] | 2s | 4 min
447 | ResNet50 1s Mel4 Walking | 80/20 split within 11 users | 2 intruders | 39.92% | [5 empty] | 4s | 4 min
447 | ResNet50 1s Mel10 Walking | 80/20 split within 11 users | 2 intruders | 23.71% | [5 empty] | 10s | 4 min
447 | ResNet50 3s Sc2 Walking | 80/20 split within 11 users | 2 intruders | 26.55% | [5 empty] | 2s | 4 min
447 | ResNet50 3s Sc4 Walking | 80/20 split within 11 users | 2 intruders | 4.04% | [5 empty] | 4s | 4 min
447 | ResNet50 3s Sc10 Walking | 80/20 split within 11 users | 2 intruders | 9.86% | [5 empty] | 10s | 4 min
447 | ResNet50 3s Sp2 Walking | 80/20 split within 11 users | 2 intruders | 31.35% | [5 empty] | 2s | 4 min
447 | ResNet50 3s Sp4 Walking | 80/20 split within 11 users | 2 intruders | 16.42% | [5 empty] | 4s | 4 min
447 | ResNet50 3s Sp10 Walking | 80/20 split within 11 users | 2 intruders | 12.62% | [5 empty] | 10s | 4 min
447 | ResNet50 3s Mel2 Walking | 80/20 split within 11 users | 2 intruders | 36.62% | [5 empty] | 2s | 4 min
447 | ResNet50 3s Mel4 Walking | 80/20 split within 11 users | 2 intruders | 31.67% | [5 empty] | 4s | 4 min
447 | ResNet50 3s Mel10 Walking | 80/20 split within 11 users | 2 intruders | 21.47% | [5 empty] | 10s | 4 min
447 | ResNet50 5s Sc2 Walking | 80/20 split within 11 users | 2 intruders | 24.20% | [5 empty] | 2s | 4 min
447 | ResNet50 5s Sc4 Walking | 80/20 split within 11 users | 2 intruders | 3.80% | [5 empty] | 4s | 4 min
447 | ResNet50 5s Sc10 Walking | 80/20 split within 11 users | 2 intruders | 15.97% | [5 empty] | 10s | 4 min
447 | ResNet50 5s Sp2 Walking | 80/20 split within 11 users | 2 intruders | 30.96% | [5 empty] | 2s | 4 min
447 | ResNet50 5s Sp4 Walking | 80/20 split within 11 users | 2 intruders | 16.24% | [5 empty] | 4s | 4 min
447 | ResNet50 5s Sp10 Walking | 80/20 split within 11 users | 2 intruders | 10.99% | [5 empty] | 10s | 4 min
447 | ResNet50 5s Mel2 Walking | 80/20 split within 11 users | 2 intruders | 36.47% | [5 empty] | 2s | 4 min
447 | ResNet50 5s Mel4 Walking | 80/20 split within 11 users | 2 intruders | 32.51% | [5 empty] | 4s | 4 min
447 | ResNet50 5s Mel10 Walking | 80/20 split within 11 users | 2 intruders | 21.74% | [5 empty] | 10s | 4 min
447 | ResNet50 1s Sc2 Standing | 80/20 split within 11 users | 2 intruders | 26.55% | [5 empty] | 2s | 4 min
447 | ResNet50 1s Sc4 Standing | 80/20 split within 11 users | 2 intruders | 0.61% | [5 empty] | 4s | 4 min
447 | ResNet50 1s Sc10 Standing | 80/20 split within 11 users | 2 intruders | 14.13% | [5 empty] | 10s | 4 min
447 | ResNet50 1s Sp2 Standing | 80/20 split within 11 users | 2 intruders | 33.09% | [5 empty] | 2s | 4 min
447 | ResNet50 1s Sp4 Standing | 80/20 split within 11 users | 2 intruders | 22.79% | [5 empty] | 4s | 4 min
447 | ResNet50 1s Sp10 Standing | 80/20 split within 11 users | 2 intruders | 11.75% | [5 empty] | 10s | 4 min
447 | ResNet50 1s Mel2 Standing | 80/20 split within 11 users | 2 intruders | 37.35% | [5 empty] | 2s | 4 min
447 | ResNet50 1s Mel4 Standing | 80/20 split within 11 users | 2 intruders | 34.88% | [5 empty] | 4s | 4 min
447 | ResNet50 1s Mel10 Standing | 80/20 split within 11 users | 2 intruders | 23.37% | [5 empty] | 10s | 4 min
447 | ResNet50 3s Sc2 Standing | 80/20 split within 11 users | 2 intruders | 24.79% | [5 empty] | 2s | 4 min
447 | ResNet50 3s Sc4 Standing | 80/20 split within 11 users | 2 intruders | 0.61% | [5 empty] | 4s | 4 min
447 | ResNet50 3s Sc10 Standing | 80/20 split within 11 users | 2 intruders | 12.50% | [5 empty] | 10s | 4 min
447 | ResNet50 3s Sp2 Standing | 80/20 split within 11 users | 2 intruders | 31.32% | [5 empty] | 2s | 4 min
447 | ResNet50 3s Sp4 Standing | 80/20 split within 11 users | 2 intruders | 21.65% | [5 empty] | 4s | 4 min
447 | ResNet50 3s Sp10 Standing | 80/20 split within 11 users | 2 intruders | 9.29% | [5 empty] | 10s | 4 min
447 | ResNet50 3s Mel2 Standing | 80/20 split within 11 users | 2 intruders | 36.32% | [5 empty] | 2s | 4 min
447 | ResNet50 3s Mel4 Standing | 80/20 split within 11 users | 2 intruders | 33.57% | [5 empty] | 4s | 4 min
447 | ResNet50 3s Mel10 Standing | 80/20 split within 11 users | 2 intruders | 21.20% | [5 empty] | 10s | 4 min
447 | ResNet50 5s Sc2 Standing | 80/20 split within 11 users | 2 intruders | 22.86% | [5 empty] | 2s | 4 min
447 | ResNet50 5s Sc4 Standing | 80/20 split within 11 users | 2 intruders | 0.49% | [5 empty] | 4s | 4 min
447 | ResNet50 5s Sc10 Standing | 80/20 split within 11 users | 2 intruders | 9.24% | [5 empty] | 10s | 4 min
447 | ResNet50 5s Sp2 Standing | 80/20 split within 11 users | 2 intruders | 31.03% | [5 empty] | 2s | 4 min
447 | ResNet50 5s Sp4 Standing | 80/20 split within 11 users | 2 intruders | 19.54% | [5 empty] | 4s | 4 min
447 | ResNet50 5s Sp10 Standing | 80/20 split within 11 users | 2 intruders | 8.27% | [5 empty] | 10s | 4 min
447 | ResNet50 5s Mel2 Standing | 80/20 split within 11 users | 2 intruders | 35.44% | [5 empty] | 2s | 4 min
447 | ResNet50 5s Mel4 Standing | 80/20 split within 11 users | 2 intruders | 33.29% | [5 empty] | 4s | 4 min
447 | ResNet50 5s Mel10 Standing | 80/20 split within 11 users | 2 intruders | 20.11% | [5 empty] | 10s | 4 min
447 | ResNet50 1s Sc2 walking | 80/20 split within 11 users | 2 intruders | 25.64% | [5 empty] | 2s | 4 min
447 | ResNet50 1s Sc4 walking | 80/20 split within 11 users | 2 intruders | 8.24% | [5 empty] | 4s | 4 min
447 | ResNet50 1s Sc10 walking | 80/20 split within 11 users | 2 intruders | 22.28% | [5 empty] | 10s | 4 min
447 | ResNet50 1s Sp2 walking | 80/20 split within 11 users | 2 intruders | 38.25% | [5 empty] | 2s | 4 min
447 | ResNet50 1s Sp4 walking | 80/20 split within 11 users | 2 intruders | 29.06% | [5 empty] | 4s | 4 min
447 | ResNet50 1s Sp10 walking | 80/20 split within 11 users | 2 intruders | 23.71% | [5 empty] | 10s | 4 min
447 | ResNet50 1s Mel2 walking | 80/20 split within 11 users | 2 intruders | 39.44% | [5 empty] | 2s | 4 min
447 | ResNet50 1s Mel4 walking | 80/20 split within 11 users | 2 intruders | 33.08% | [5 empty] | 4s | 4 min
447 | ResNet50 1s Mel10 walking | 80/20 split within 11 users | 2 intruders | 28.00% | [5 empty] | 10s | 4 min
447 | ResNet50 3s Sc2 walking | 80/20 split within 11 users | 2 intruders | 24.35% | [5 empty] | 2s | 4 min
447 | ResNet50 3s Sc4 walking | 80/20 split within 11 users | 2 intruders | 6.72% | [5 empty] | 4s | 4 min
447 | ResNet50 3s Sc10 walking | 80/20 split within 11 users | 2 intruders | 22.28% | [5 empty] | 10s | 4 min
447 | ResNet50 3s Sp2 walking | 80/20 split within 11 users | 2 intruders | 36.40% | [5 empty] | 2s | 4 min
447 | ResNet50 3s Sp4 walking | 80/20 split within 11 users | 2 intruders | 26.65% | [5 empty] | 4s | 4 min
447 | ResNet50 3s Sp10 walking | 80/20 split within 11 users | 2 intruders | 21.54% | [5 empty] | 10s | 4 min
447 | ResNet50 3s Mel2 walking | 80/20 split within 11 users | 2 intruders | 37.65% | [5 empty] | 2s | 4 min
447 | ResNet50 3s Mel4 walking | 80/20 split within 11 users | 2 intruders | 34.18% | [5 empty] | 4s | 4 min
447 | ResNet50 3s Mel10 walking | 80/20 split within 11 users | 2 intruders | 25.66% | [5 empty] | 10s | 4 min
447 | ResNet50 5s Sc2 walking | 80/20 split within 11 users | 2 intruders | 22.22% | [5 empty] | 2s | 4 min
447 | ResNet50 5s Sc4 walking | 80/20 split within 11 users | 2 intruders | 7.43% | [5 empty] | 4s | 4 min
447 | ResNet50 5s Sc10 walking | 80/20 split within 11 users | 2 intruders | 18.34% | [5 empty] | 10s | 4 min
447 | ResNet50 5s Sp2 walking | 80/20 split within 11 users | 2 intruders | 35.76% | [5 empty] | 2s | 4 min
447 | ResNet50 5s Sp4 walking | 80/20 split within 11 users | 2 intruders | 25.61% | [5 empty] | 4s | 4 min
447 | ResNet50 5s Sp10 walking | 80/20 split within 11 users | 2 intruders | 19.99% | [5 empty] | 10s | 4 min
447 | ResNet50 5s Mel2 walking | 80/20 split within 11 users | 2 intruders | 37.80% | [5 empty] | 2s | 4 min
447 | ResNet50 5s Mel4 walking | 80/20 split within 11 users | 2 intruders | 34.81% | [5 empty] | 4s | 4 min
447 | ResNet50 5s Mel10 walking | 80/20 split within 11 users | 2 intruders | 25.72% | [5 empty] | 10s | 4 min
447 | DenseNet201 1s Sc2 Resting | 80/20 split within 11 users | 2 intruders | 19.1% | [5 empty] | 2s | 4 min
447 | DenseNet201 1s Sc4 Resting | 80/20 split within 11 users | 2 intruders | 1.96% | [5 empty] | 4s | 4 min
447 | DenseNet201 1s Sc10 Resting | 80/20 split within 11 users | 2 intruders | 13.05% | [5 empty] | 10s | 4 min
447 | DenseNet201 1s Sp2 Resting | 80/20 split within 11 users | 2 intruders | 29.71% | [5 empty] | 2s | 4 min
447 | DenseNet201 1s Sp4 Resting | 80/20 split within 11 users | 2 intruders | 22.79% | [5 empty] | 4s | 4 min
447 | DenseNet201 1s Sp10 Resting | 80/20 split within 11 users | 2 intruders | 8.82% | [5 empty] | 10s | 4 min
447 | DenseNet201 1s Mel2 Resting | 80/20 split within 11 users | 2 intruders | 35.59% | [5 empty] | 2s | 4 min
447 | DenseNet201 1s Mel4 Resting | 80/20 split within 11 users | 2 intruders | 32.11% | [5 empty] | 4s | 4 min
447 | DenseNet201 1s Mel10 Resting | 80/20 split within 11 users | 2 intruders | 22.83% | [5 empty] | 10s | 4 min
447 | DenseNet201 3s Sc2 Resting | 80/20 split within 11 users | 2 intruders | 15.59% | [5 empty] | 2s | 4 min
447 | DenseNet201 3s Sc4 Resting | 80/20 split within 11 users | 2 intruders | 2.94% | [5 empty] | 4s | 4 min
447 | DenseNet201 3s Sc10 Resting | 80/20 split within 11 users | 2 intruders | 11.41% | [5 empty] | 10s | 4 min
447 | DenseNet201 3s Sp2 Resting | 80/20 split within 11 users | 2 intruders | 26.18% | [5 empty] | 2s | 4 min
447 | DenseNet201 3s Sp4 Resting | 80/20 split within 11 users | 2 intruders | 22.79% | [5 empty] | 4s | 4 min
447 | DenseNet201 3s Sp10 Resting | 80/20 split within 11 users | 2 intruders | 8.27% | [5 empty] | 10s | 4 min
447 | DenseNet201 3s Mel2 Resting | 80/20 split within 11 users | 2 intruders | 35.59% | [5 empty] | 2s | 4 min
447 | DenseNet201 3s Mel4 Resting | 80/20 split within 11 users | 2 intruders | 30.64% | [5 empty] | 4s | 4 min
447 | DenseNet201 3s Mel10 Resting | 80/20 split within 11 users | 2 intruders | 23.91% | [5 empty] | 10s | 4 min
447 | DenseNet201 5s Sc2 Resting | 80/20 split within 11 users | 2 intruders | 15.59% | [5 empty] | 2s | 4 min
447 | DenseNet201 5s Sc4 Resting | 80/20 split within 11 users | 2 intruders | 2.94% | [5 empty] | 4s | 4 min
447 | DenseNet201 5s Sc10 Resting | 80/20 split within 11 users | 2 intruders | 10.87% | [5 empty] | 10s | 4 min
447 | DenseNet201 5s Sp2 Resting | 80/20 split within 11 users | 2 intruders | 25.74% | [5 empty] | 2s | 4 min
447 | DenseNet201 5s Sp4 Resting | 80/20 split within 11 users | 2 intruders | 20.10% | [5 empty] | 4s | 4 min
447 | DenseNet201 5s Sp10 Resting | 80/20 split within 11 users | 2 intruders | 7.73% | [5 empty] | 10s | 4 min
447 | DenseNet201 5s Mel2 Resting | 80/20 split within 11 users | 2 intruders | 35.91% | [5 empty] | 2s | 4 min
447 | DenseNet201 5s Mel4 Resting | 80/20 split within 11 users | 2 intruders | 32.35% | [5 empty] | 4s | 4 min
447 | DenseNet201 5s Mel10 Resting | 80/20 split within 11 users | 2 intruders | 22.83% | [5 empty] | 10s | 4 min
447 | DenseNet201 1s Sc2 Walking | 80/20 split within 11 users | 2 intruders | 27.65% | [5 empty] | 2s | 4 min
447 | DenseNet201 1s Sc4 Walking | 80/20 split within 11 users | 2 intruders | 3.19% | [5 empty] | 4s | 4 min
447 | DenseNet201 1s Sc10 Walking | 80/20 split within 11 users | 2 intruders | 10.06% | [5 empty] | 10s | 4 min
447 | DenseNet201 1s Sp2 Walking | 80/20 split within 11 users | 2 intruders | 28.09% | [5 empty] | 2s | 4 min
447 | DenseNet201 1s Sp4 Walking | 80/20 split within 11 users | 2 intruders | 16.91% | [5 empty] | 4s | 4 min
447 | DenseNet201 1s Sp10 Walking | 80/20 split within 11 users | 2 intruders | 8.82% | [5 empty] | 10s | 4 min
447 | DenseNet201 1s Mel2 Walking | 80/20 split within 11 users | 2 intruders | 35.88% | [5 empty] | 2s | 4 min
447 | DenseNet201 1s Mel4 Walking | 80/20 split within 11 users | 2 intruders | 31.13% | [5 empty] | 4s | 4 min
447 | DenseNet201 1s Mel10 Walking | 80/20 split within 11 users | 2 intruders | 20.83% | [5 empty] | 10s | 4 min
447 | DenseNet201 3s Sc2 Walking | 80/20 split within 11 users | 2 intruders | 25.59% | [5 empty] | 2s | 4 min
447 | DenseNet201 3s Sc4 Walking | 80/20 split within 11 users | 2 intruders | 2.21% | [5 empty] | 4s | 4 min
447 | DenseNet201 3s Sc10 Walking | 80/20 split within 11 users | 2 intruders | 9.51% | [5 empty] | 10s | 4 min
447 | DenseNet201 3s Sp2 Walking | 80/20 split within 11 users | 2 intruders | 28.09% | [5 empty] | 2s | 4 min
447 | DenseNet201 3s Sp4 Walking | 80/20 split within 11 users | 2 intruders | 14.46% | [5 empty] | 4s | 4 min
447 | DenseNet201 3s Sp10 Walking | 80/20 split within 11 users | 2 intruders | 6.64% | [5 empty] | 10s | 4 min
447 | DenseNet201 3s Mel2 Walking | 80/20 split within 11 users | 2 intruders | 35.74% | [5 empty] | 2s | 4 min
447 | DenseNet201 3s Mel4 Walking | 80/20 split within 11 users | 2 intruders | 29.90% | [5 empty] | 4s | 4 min
447 | DenseNet201 3s Mel10 Walking | 80/20 split within 11 users | 2 intruders | 20.92% | [5 empty] | 10s | 4 min
447 | DenseNet201 5s Sc2 Walking | 80/20 split within 11 users | 2 intruders | 22.50% | [5 empty] | 2s | 4 min
447 | DenseNet201 5s Sc4 Walking | 80/20 split within 11 users | 2 intruders | 2.45% | [5 empty] | 4s | 4 min
447 | DenseNet201 5s Sc10 Walking | 80/20 split within 11 users | 2 intruders | 8.42% | [5 empty] | 10s | 4 min
447 | DenseNet201 5s Sp2 Walking | 80/20 split within 11 users | 2 intruders | 25.59% | [5 empty] | 2s | 4 min
447 | DenseNet201 5s Sp4 Walking | 80/20 split within 11 users | 2 intruders | 14.71% | [5 empty] | 4s | 4 min
447 | DenseNet201 5s Sp10 Walking | 80/20 split within 11 users | 2 intruders | 6.10% | [5 empty] | 10s | 4 min
447 | DenseNet201 5s Mel2 Walking | 80/20 split within 11 users | 2 intruders | 36.03% | [5 empty] | 2s | 4 min
447 | DenseNet201 5s Mel4 Walking | 80/20 split within 11 users | 2 intruders | 30.15% | [5 empty] | 4s | 4 min
447 | DenseNet201 5s Mel10 Walking | 80/20 split within 11 users | 2 intruders | 19.57% | [5 empty] | 10s | 4 min
447 | DenseNet201 1s Sc2 Standing | 80/20 split within 11 users | 2 intruders | 20.00% | [5 empty] | 2s | 4 min
447 | DenseNet201 1s Sc4 Standing | 80/20 split within 11 users | 2 intruders | 0.49% | [5 empty] | 4s | 4 min
447 | DenseNet201 1s Sc10 Standing | 80/20 split within 11 users | 2 intruders | 9.51% | [5 empty] | 10s | 4 min
447 | DenseNet201 1s Sp2 Standing | 80/20 split within 11 users | 2 intruders | 27.94% | [5 empty] | 2s | 4 min
447 | DenseNet201 1s Sp4 Standing | 80/20 split within 11 users | 2 intruders | 20.34% | [5 empty] | 4s | 4 min
447 | DenseNet201 1s Sp10 Standing | 80/20 split within 11 users | 2 intruders | 7.73% | [5 empty] | 10s | 4 min
447 | DenseNet201 1s Mel2 Standing | 80/20 split within 11 users | 2 intruders | 38.82% | [5 empty] | 2s | 4 min
447 | DenseNet201 1s Mel4 Standing | 80/20 split within 11 users | 2 intruders | 36.61% | [5 empty] | 4s | 4 min
447 | DenseNet201 1s Mel10 Standing | 80/20 split within 11 users | 2 intruders | 21.74% | [5 empty] | 10s | 4 min
447 | DenseNet201 3s Sc2 Standing | 80/20 split within 11 users | 2 intruders | 17.79% | [5 empty] | 2s | 4 min
447 | DenseNet201 3s Sc4 Standing | 80/20 split within 11 users | 2 intruders | 0.49% | [5 empty] | 4s | 4 min
447 | DenseNet201 3s Sc10 Standing | 80/20 split within 11 users | 2 intruders | 8.42% | [5 empty] | 10s | 4 min
447 | DenseNet201 3s Sp2 Standing | 80/20 split within 11 users | 2 intruders | 28.68% | [5 empty] | 2s | 4 min
447 | DenseNet201 3s Sp4 Standing | 80/20 split within 11 users | 2 intruders | 20.10% | [5 empty] | 4s | 4 min
447 | DenseNet201 3s Sp10 Standing | 80/20 split within 11 users | 2 intruders | 7.19% | [5 empty] | 10s | 4 min
447 | DenseNet201 3s Mel2 Standing | 80/20 split within 11 users | 2 intruders | 35.59% | [5 empty] | 2s | 4 min
447 | DenseNet201 3s Mel4 Standing | 80/20 split within 11 users | 2 intruders | 35.88% | [5 empty] | 4s | 4 min
447 | DenseNet201 3s Mel10 Standing | 80/20 split within 11 users | 2 intruders | 20.11% | [5 empty] | 10s | 4 min
447 | DenseNet201 5s Sc2 Standing | 80/20 split within 11 users | 2 intruders | 17.21% | [5 empty] | 2s | 4 min
447 | DenseNet201 5s Sc4 Standing | 80/20 split within 11 users | 2 intruders | 0.49% | [5 empty] | 4s | 4 min
447 | DenseNet201 5s Sc10 Standing | 80/20 split within 11 users | 2 intruders | 6.79% | [5 empty] | 10s | 4 min
447 | DenseNet201 5s Sp2 Standing | 80/20 split within 11 users | 2 intruders | 28.98% | [5 empty] | 2s | 4 min
447 | DenseNet201 5s Sp4 Standing | 80/20 split within 11 users | 2 intruders | 18.63% | [5 empty] | 4s | 4 min
447 | DenseNet201 5s Sp10 Standing | 80/20 split within 11 users | 2 intruders | 5.56% | [5 empty] | 10s | 4 min
447 | DenseNet201 5s Mel2 Standing | 80/20 split within 11 users | 2 intruders | 36.62% | [5 empty] | 2s | 4 min
447 | DenseNet201 5s Mel4 Standing | 80/20 split within 11 users | 2 intruders | 33.18% | [5 empty] | 4s | 4 min
447 | DenseNet201 5s Mel10 Standing | 80/20 split within 11 users | 2 intruders | 18.48% | [5 empty] | 10s | 4 min
447 | DenseNet201 1s Sc2 walking | 80/20 split within 11 users | 2 intruders | 24.56% | [5 empty] | 2s | 4 min
447 | DenseNet201 1s Sc4 walking | 80/20 split within 11 users | 2 intruders | 5.64% | [5 empty] | 4s | 4 min
447 | DenseNet201 1s Sc10 walking | 80/20 split within 11 users | 2 intruders | 19.57% | [5 empty] | 10s | 4 min
447 | DenseNet201 1s Sp2 walking | 80/20 split within 11 users | 2 intruders | 31.91% | [5 empty] | 2s | 4 min
447 | DenseNet201 1s Sp4 walking | 80/20 split within 11 users | 2 intruders | 27.66% | [5 empty] | 4s | 4 min
447 | DenseNet201 1s Sp10 walking | 80/20 split within 11 users | 2 intruders | 21.86% | [5 empty] | 10s | 4 min
447 | DenseNet201 1s Mel2 walking | 80/20 split within 11 users | 2 intruders | 39.01% | [5 empty] | 2s | 4 min
447 | DenseNet201 1s Mel4 walking | 80/20 split within 11 users | 2 intruders | 38.24% | [5 empty] | 4s | 4 min
447 | DenseNet201 1s Mel10 walking | 80/20 split within 11 users | 2 intruders | 24.73% | [5 empty] | 10s | 4 min
447 | DenseNet201 3s Sc2 walking | 80/20 split within 11 users | 2 intruders | 24.41% | [5 empty] | 2s | 4 min
447 | DenseNet201 3s Sc4 walking | 80/20 split within 11 users | 2 intruders | 6.62% | [5 empty] | 4s | 4 min
447 | DenseNet201 3s Sc10 walking | 80/20 split within 11 users | 2 intruders | 17.93% | [5 empty] | 10s | 4 min
447 | DenseNet201 3s Sp2 walking | 80/20 split within 11 users | 2 intruders | 30.59% | [5 empty] | 2s | 4 min
447 | DenseNet201 3s Sp4 walking | 80/20 split within 11 users | 2 intruders | 28.74% | [5 empty] | 4s | 4 min
447 | DenseNet201 3s Sp10 walking | 80/20 split within 11 users | 2 intruders | 20.23% | [5 empty] | 10s | 4 min
447 | DenseNet201 3s Mel2 walking | 80/20 split within 11 users | 2 intruders | 38.24% | [5 empty] | 2s | 4 min
447 | DenseNet201 3s Mel4 walking | 80/20 split within 11 users | 2 intruders | 36.98% | [5 empty] | 4s | 4 min
447 | DenseNet201 3s Mel10 walking | 80/20 split within 11 users | 2 intruders | 22.60% | [5 empty] | 10s | 4 min
447 | DenseNet201 5s Sc2 walking | 80/20 split within 11 users | 2 intruders | 22.79% | [5 empty] | 2s | 4 min
447 | DenseNet201 5s Sc4 walking | 80/20 split within 11 users | 2 intruders | 6.86% | [5 empty] | 4s | 4 min
447 | DenseNet201 5s Sc10 walking | 80/20 split within 11 users | 2 intruders | 17.96% | [5 empty] | 10s | 4 min
447 | DenseNet201 5s Sp2 walking | 80/20 split within 11 users | 2 intruders | 31.18% | [5 empty] | 2s | 4 min
447 | DenseNet201 5s Sp4 walking | 80/20 split within 11 users | 2 intruders | 27.65% | [5 empty] | 4s | 4 min
447 | DenseNet201 5s Sp10 walking | 80/20 split within 11 users | 2 intruders | 20.77% | [5 empty] | 10s | 4 min
447 | DenseNet201 5s Mel2 walking | 80/20 split within 11 users | 2 intruders | 38.97% | [5 empty] | 2s | 4 min
447 | DenseNet201 5s Mel4 walking | 80/20 split within 11 users | 2 intruders | 35.48% | [5 empty] | 4s | 4 min
447 | DenseNet201 5s Mel10 walking | 80/20 split within 11 users | 2 intruders | 20.99% | [5 empty] | 10s | 4 min
445 | 445.0.1 / A1 | 6-fold CV within conditions and participants | no unseen imposters |  | 98.66% |  |  |  |  | 1HB | ~12.5 min | TPR: 80.00%; FRR: 20.00%; FAR: 0.51%
445 | 445.0.1 / A2 | 6-fold CV within conditions and participants | no unseen imposters |  | 98.10% |  |  |  |  | 1HB | ~12.5 min | TPR: 87.78%; FRR: 12.22%; FAR: 1.37%
445 | 445.0.1 / A3 | 6-fold CV within conditions and participants | no unseen imposters |  | 98.73% |  |  |  |  | 1HB | ~12.5 min | TPR: 96.36%; FRR: 3.64%; FAR: 0.93%
445 | 445.0.1 / B1 | 6-fold CV within conditions and participants | no unseen imposters |  | 88.16% |  |  |  |  | 1HB | ~12.5 min | TPR: 38.79%; FRR: 61.21%; FAR: 7.10%
445 | 445.0.1 / B2 | 6-fold CV within conditions and participants | no unseen imposters |  | 92.81% |  |  |  |  | 1HB | ~12.5 min | TPR: 60.35%; FRR: 39.65%; FAR: 3.93%
445 | 445.0.1 / C | 6-fold CV within conditions and participants | no unseen imposters |  | 98.81% |  |  |  |  | 1HB | ~12.5 min | TPR: 83.79%; FRR: 16.21%; FAR: 0.50%
486 | 486.0.1 / Exp 2 Bior1.1 D1 | train/test not specified | 10 patients 20 non-patients? | 32.27% | [5 empty] | 3s | ?
486 | 486.0.1 / Exp 2 Bior1.1 A1 | train/test not specified | 10 patients 20 non-patients? | 31.54% | [5 empty] | 3s | ?
486 | 486.0.1 / Exp 2 Bior1.1 D2 | train/test not specified | 10 patients 20 non-patients? | 32.21% | [5 empty] | 3s | ?
486 | 486.0.1 / Exp 2 Bior1.1 A2 | train/test not specified | 10 patients 20 non-patients? | 32.31% | [5 empty] | 3s | ?
486 | 486.0.1 / Exp 2 Bior1.1 D3 | train/test not specified | 10 patients 20 non-patients? | 16.41% | [5 empty] | 3s | ?
486 | 486.0.1 / Exp 2 Bior1.1 A3 | train/test not specified | 10 patients 20 non-patients? | 16.66% | [5 empty] | 3s | ?
486 | 486.0.1 / Exp 2 Bior1.3 D1 | train/test not specified | 10 patients 20 non-patients? | 31.02% | [5 empty] | 3s | ?
486 | 486.0.1 / Exp 2 Bior1.3 A1 | train/test not specified | 10 patients 20 non-patients? | 31.77% | [5 empty] | 3s | ?
486 | 486.0.1 / Exp 2 Bior1.3 D2 | train/test not specified | 10 patients 20 non-patients? | 33.51% | [5 empty] | 3s | ?
486 | 486.0.1 / Exp 2 Bior1.3 A2 | train/test not specified | 10 patients 20 non-patients? | 29.80% | [5 empty] | 3s | ?
486 | 486.0.1 / Exp 2 Bior1.3 D3 | train/test not specified | 10 patients 20 non-patients? | 16.79% | [5 empty] | 3s | ?
486 | 486.0.1 / Exp 2 Bior1.3 A3 | train/test not specified | 10 patients 20 non-patients? | 16.56% | [5 empty] | 3s | ?
486 | 486.0.1 / Exp 2 Bior1.5 D1 | train/test not specified | 10 patients 20 non-patients? | 32.33% | [5 empty] | 3s | ?
486 | 486.0.1 / Exp 2 Bior1.5 A1 | train/test not specified | 10 patients 20 non-patients? | 31.42% | [5 empty] | 3s | ?
486 | 486.0.1 / Exp 2 Bior1.5 D2 | train/test not specified | 10 patients 20 non-patients? | 33.32% | [5 empty] | 3s | ?
486 | 486.0.1 / Exp 2 Bior1.5 A2 | train/test not specified | 10 patients 20 non-patients? | 33.21% | [5 empty] | 3s | ?
486 | 486.0.1 / Exp 2 Bior1.5 D3 | train/test not specified | 10 patients 20 non-patients? | 17.56% | [5 empty] | 3s | ?
486 | 486.0.1 / Exp 2 Bior1.5 A3 | train/test not specified | 10 patients 20 non-patients? | 17.20% | [5 empty] | 3s | ?
486 | 486.0.1 / Exp 2 Bior2.2 D1 | train/test not specified | 10 patients 20 non-patients? | 31.79% | [5 empty] | 3s | ?
486 | 486.0.1 / Exp 2 Bior2.2 A1 | train/test not specified | 10 patients 20 non-patients? | 31.12% | [5 empty] | 3s | ?
486 | 486.0.1 / Exp 2 Bior2.2 D2 | train/test not specified | 10 patients 20 non-patients? | 34.50% | [5 empty] | 3s | ?
486 | 486.0.1 / Exp 2 Bior2.2 A2 | train/test not specified | 10 patients 20 non-patients? | 32.99% | [5 empty] | 3s | ?
486 | 486.0.1 / Exp 2 Bior2.2 D3 | train/test not specified | 10 patients 20 non-patients? | 20.69% | [5 empty] | 3s | ?
486 | 486.0.1 / Exp 2 Bior2.2 A3 | train/test not specified | 10 patients 20 non-patients? | 21.69% | [5 empty] | 3s | ?
486 | 486.0.1 / Exp 2 Bior2.4 D1 | train/test not specified | 10 patients 20 non-patients? | 32.59% | [5 empty] | 3s | ?
486 | 486.0.1 / Exp 2 Bior2.4 A1 | train/test not specified | 10 patients 20 non-patients? | 31.55% | [5 empty] | 3s | ?
486 | 486.0.1 / Exp 2 Bior2.4 D2 | train/test not specified | 10 patients 20 non-patients? | 32.06% | [5 empty] | 3s | ?
486 | 486.0.1 / Exp 2 Bior2.4 A2 | train/test not specified | 10 patients 20 non-patients? | 31.87% | [5 empty] | 3s | ?
486 | 486.0.1 / Exp 2 Bior2.4 D3 | train/test not specified | 10 patients 20 non-patients? | 20.02% | [5 empty] | 3s | ?
486 | 486.0.1 / Exp 2 Bior2.4 A3 | train/test not specified | 10 patients 20 non-patients? | 20.95% | [5 empty] | 3s | ?
486 | 486.0.1 / Exp 2 Bior2.6 D1 | train/test not specified | 10 patients 20 non-patients? | 30.87% | [5 empty] | 3s | ?
486 | 486.0.1 / Exp 2 Bior2.6 A1 | train/test not specified | 10 patients 20 non-patients? | 31.44% | [5 empty] | 3s | ?
486 | 486.0.1 / Exp 2 Bior2.6 D2 | train/test not specified | 10 patients 20 non-patients? | 32.32% | [5 empty] | 3s | ?
486 | 486.0.1 / Exp 2 Bior2.6 A2 | train/test not specified | 10 patients 20 non-patients? | 34.55% | [5 empty] | 3s | ?
486 | 486.0.1 / Exp 2 Bior2.6 D3 | train/test not specified | 10 patients 20 non-patients? | 21.47% | [5 empty] | 3s | ?
486 | 486.0.1 / Exp 2 Bior2.6 A3 | train/test not specified | 10 patients 20 non-patients? | 19.94% | [5 empty] | 3s | ?
486 | 486.0.1 / Exp 2 Bior2.8 D1 | train/test not specified | 10 patients 20 non-patients? | 30.83% | [5 empty] | 3s | ?
486 | 486.0.1 / Exp 2 Bior2.8 A1 | train/test not specified | 10 patients 20 non-patients? | 30.39% | [5 empty] | 3s | ?
486 | 486.0.1 / Exp 2 Bior2.8 D2 | train/test not specified | 10 users 20 non-users? | 32.66% | [5 empty] | 3s | ?
486 | 486.0.1 / Exp 2 Bior2.8 A2 | train/test not specified | 10 patients 20 non-patients? | 29.81% | [5 empty] | 3s | ?
486 | 486.0.1 / Exp 2 Bior2.8 D3 | train/test not specified | 10 patients 20 non-patients? | 20.79% | [5 empty] | 3s | ?
486 | 486.0.1 / Exp 2 Bior2.8 A3 | train/test not specified | 10 patients 20 non-patients? | 20.44% | [5 empty] | 3s | ?
486 | 486.0.1 / Exp 2 Bior3.1 D1 | train/test not specified | 10 patients 20 non-patients? | 32.16% | [5 empty] | 3s | ?
486 | 486.0.1 / Exp 2 Bior3.1 A1 | train/test not specified | 10 patients 20 non-patients? | 31.40% | [5 empty] | 3s | ?
486 | 486.0.1 / Exp 2 Bior3.1 D2 | train/test not specified | 10 patients 20 non-patients? | 33.67% | [5 empty] | 3s | ?
486 | 486.0.1 / Exp 2 Bior3.1 A2 | train/test not specified | 10 patients 20 non-patients? | 31.58% | [5 empty] | 3s | ?
486 | 486.0.1 / Exp 2 Bior3.1 D3 | train/test not specified | 10 patients 20 non-patients? | 29.82% | [5 empty] | 3s | ?
486 | 486.0.1 / Exp 2 Bior3.1 A3 | train/test not specified | 10 patients 20 non-patients? | 29.70% | [5 empty] | 3s | ?
486 | 486.0.1 / Exp 2 Bior3.3 D1 | train/test not specified | 10 patients 20 non-patients? | 31.10% | [5 empty] | 3s | ?
486 | 486.0.1 / Exp 2 Bior3.3 A1 | train/test not specified | 10 patients 20 non-patients? | 33.64% | [5 empty] | 3s | ?
486 | 486.0.1 / Exp 2 Bior3.3 D2 | train/test not specified | 10 patients 20 non-patients? | 33.74% | [5 empty] | 3s | ?
486 | 486.0.1 / Exp 2 Bior3.3 A2 | train/test not specified | 10 patients 20 non-patients? | 32.18% | [5 empty] | 3s | ?
486 | 486.0.1 / Exp 2 Bior3.3 D3 | train/test not specified | 10 patients 20 non-patients? | 32.82% | [5 empty] | 3s | ?
486 | 486.0.1 / Exp 2 Bior3.3 A3 | train/test not specified | 10 patients 20 non-patients? | 31.90% | [5 empty] | 3s | ?
486 | 486.0.1 / Exp 2 Bior3.5 D1 | train/test not specified | 10 patients 20 non-patients? | 32.65% | [5 empty] | 3s | ?
486 | 486.0.1 / Exp 2 Bior3.5 A1 | train/test not specified | 10 patients 20 non-patients? | 31.40% | [5 empty] | 3s | ?
486 | 486.0.1 / Exp 2 Bior3.5 D2 | train/test not specified | 10 patients 20 non-patients? | 34.44% | [5 empty] | 3s | ?
486 | 486.0.1 / Exp 2 Bior3.5 A2 | train/test not specified | 10 patients 20 non-patients? | 31.63% | [5 empty] | 3s | ?
486 | 486.0.1 / Exp 2 Bior3.5 D3 | train/test not specified | 10 patients 20 non-patients? | 31.11% | [5 empty] | 3s | ?
486 | 486.0.1 / Exp 2 Bior3.5 A3 | train/test not specified | 10 patients 20 non-patients? | 34.32% | [5 empty] | 3s | ?
486 | 486.0.1 / Exp 2 Bior3.7 D1 | train/test not specified | 10 patients 20 non-patients? | 32.73% | [5 empty] | 3s | ?
486 | 486.0.1 / Exp 2 Bior3.7 A1 | train/test not specified | 10 patients 20 non-patients? | 32.90% | [5 empty] | 3s | ?
486 | 486.0.1 / Exp 2 Bior3.7 D2 | train/test not specified | 10 patients 20 non-patients? | 30.08% | [5 empty] | 3s | ?
486 | 486.0.1 / Exp 2 Bior3.7 A2 | train/test not specified | 10 patients 20 non-patients? | 33.67% | [5 empty] | 3s | ?
486 | 486.0.1 / Exp 2 Bior3.7 D3 | train/test not specified | 10 patients 20 non-patients? | 28.52% | [5 empty] | 3s | ?
486 | 486.0.1 / Exp 2 Bior3.7 A3 | train/test not specified | 10 patients 20 non-patients? | 28.95% | [5 empty] | 3s | ?
486 | 486.0.1 / Exp 2 Bior3.9 D1 | train/test not specified | 10 patients 20 non-patients? | 33.41% | [5 empty] | 3s | ?
486 | 486.0.1 / Exp 2 Bior3.9 A1 | train/test not specified | 10 patients 20 non-patients? | 29.99% | [5 empty] | 3s | ?
486 | 486.0.1 / Exp 2 Bior3.9 D2 | train/test not specified | 10 patients 20 non-patients? | 33.10% | [5 empty] | 3s | ?
486 | 486.0.1 / Exp 2 Bior3.9 A2 | train/test not specified | 10 patients 20 non-patients? | 31.81% | [5 empty] | 3s | ?
486 | 486.0.1 / Exp 2 Bior3.9 D3 | train/test not specified | 10 patients 20 non-patients? | 28.50% | [5 empty] | 3s | ?
486 | 486.0.1 / Exp 2 Bior3.9 A3 | train/test not specified | 10 patients 20 non-patients? | 30.67% | [5 empty] | 3s | ?
486 | 486.0.1 / Exp 2 Bior4.4 D1 | train/test not specified | 10 patients 20 non-patients? | 31.85% | [5 empty] | 3s | ?
486 | 486.0.1 / Exp 2 Bior4.4 A1 | train/test not specified | 10 patients 20 non-patients? | 29.03% | [5 empty] | 3s | ?
486 | 486.0.1 / Exp 2 Bior4.4 D2 | train/test not specified | 10 patients 20 non-patients? | 37.57% | [5 empty] | 3s | ?
486 | 486.0.1 / Exp 2 Bior4.4 A2 | train/test not specified | 10 patients 20 non-patients? | 34.86% | [5 empty] | 3s | ?
486 | 486.0.1 / Exp 2 Bior4.4 D3 | train/test not specified | 10 patients 20 non-patients? | 36.54% | [5 empty] | 3s | ?
486 | 486.0.1 / Exp 2 Bior4.4 A3 | train/test not specified | 10 patients 20 non-patients? | 37.16% | [5 empty] | 3s | ?
486 | 486.0.1 / Exp 2 Bior5.5 D1 | train/test not specified | 10 patients 20 non-patients? | 31.61% | [5 empty] | 3s | ?
486 | 486.0.1 / Exp 2 Bior5.5 A1 | train/test not specified | 10 patients 20 non-patients? | 31.87% | [5 empty] | 3s | ?
486 | 486.0.1 / Exp 2 Bior5.5 D2 | train/test not specified | 10 patients 20 non-patients? | 33.67% | [5 empty] | 3s | ?
486 | 486.0.1 / Exp 2 Bior5.5 A2 | train/test not specified | 10 patients 20 non-patients? | 34.05% | [5 empty] | 3s | ?
486 | 486.0.1 / Exp 2 Bior5.5 D3 | train/test not specified | 10 patients 20 non-patients? | 35.93% | [5 empty] | 3s | ?
486 | 486.0.1 / Exp 2 Bior5.5 A3 | train/test not specified | 10 patients 20 non-patients? | 39.01% | [5 empty] | 3s | ?
486 | 486.0.1 / Exp 2 Bior6.8 D1 | train/test not specified | 10 patients 20 non-patients? | 35.22% | [5 empty] | 3s | ?
486 | 486.0.1 / Exp 2 Bior6.8 A1 | train/test not specified | 10 patients 20 non-patients? | 33.07% | [5 empty] | 3s | ?
486 | 486.0.1 / Exp 2 Bior6.8 D2 | train/test not specified | 10 patients 20 non-patients? | 33.59% | [5 empty] | 3s | ?
486 | 486.0.1 / Exp 2 Bior6.8 A2 | train/test not specified | 10 patients 20 non-patients? | 30.94% | [5 empty] | 3s | ?
486 | 486.0.1 / Exp 2 Bior6.8 D3 | train/test not specified | 10 patients 20 non-patients? | 37.40% | [5 empty] | 3s | ?
486 | 486.0.1 / Exp 2 Bior6.8 A3 | train/test not specified | 10 patients 20 non-patients? | 37.90% | [5 empty] | 3s | ?
486 | 486.0.1 / Exp 3 Bior1.1 Approx. Coefficient Fusion | train/test not specified | 10 patients 20 non-patients? | 14.00% | [5 empty] | 3s | ?
486 | 486.0.1 / Exp 3 Bior1.1 Coefficient Fusion | train/test not specified | 10 patients 20 non-patients? | 13.80% | [5 empty] | 3s | ?
486 | 486.0.1 / Exp 3 Bior1.3 Approx. Coefficient Fusion | train/test not specified | 10 patients 20 non-patients? | 14.83% | [5 empty] | 3s | ?
486 | 486.0.1 / Exp 3 Bior1.3 Coefficient Fusion | train/test not specified | 10 patients 20 non-patients? | 14.89% | [5 empty] | 3s | ?
486 | Approx | train/test not specified | 10 patients 20 non-patients? | 13.17% (7.14) | [5 empty] | 3s | ?
486 | Coef | train/test not specified | 10 patients 20 non-patients? | 12.42% (7.28) | [5 empty] | 3s | ?
382 | 382.0.1 HR CNN | LOO-CV at inhalation event level (6 fold CV) | no unseen imposters |  | 60.3 (1.4) | .569 (.001) |  | 58 KB | not reported | 10min | 600 windows x 10 min | RMSE 0.44 (.001); GRR .670 (.001); GAR .534 (.001); AWSG .352
382 | 382.0.1 HR RNN | LOO-CV at inhalation event level (6 fold CV) | no unseen imposters |  | 61.5 (1.4) | .539 (.018) |  | 63 KB | not reported | 10min | 600 windows x 10 min | RMSE 0.44 (.001); GRR .762 (.024); GAR .463 (.020); AWSG .351
382 | 382.0.1 HR CRNN | LOO-CV at inhalation event level (6 fold CV) | no unseen imposters |  | 60.3 (1.9) | .557 (.019) |  | 86 KB | not reported | 10min | 600 windows x 10 min | RMSE 0.44 (.001); GRR .680 (.067); GAR .523 (.044); AWSG .348
382 | 382.0.1 HRB CNN | LOO-CV at inhalation event level (6 fold CV) | no unseen imposters |  | 94.4 (0.9) | .816 (.014) |  | 58 KB | not reported | 10min | 600 windows x 10 min | RMSE 0.30 (.001); GRR .787 (.049); GAR .834 (.020); AWSG .712
382 | 382.0.1 HRB RNN | LOO-CV at inhalation event level (6 fold CV) | no unseen imposters |  | 86.3 (0.8) | .858 (.009) |  | 63 KB | not reported | 10min | 600 windows x 10 min | RMSE 0.26 (.001); GRR .880 (.014); GAR .845 (.015); AWSG .742
382 | 382.0.1 HRB CRNN | LOO-CV at inhalation event level (6 fold CV) | no unseen imposters |  | 86.0 (0.1) | .858 (.012) |  | 86 KB | not reported | 10min | 600 windows x 10 min | RMSE 0.26 (.001); GRR .868 (.018); GAR .853 (.015); AWSG .739
374 | 374.0.1 | 5-fold CV within users | no unseen imposters |  | 96.0% (4) | 0.72 |  | not reported | not reported | 8s | 4 minutes (80%) | Precision: 86%; Recall 67%
266 | 15 15 20 15 | 5-fold CV within users | no unseen imposters |  | 95.0% | 0.77 |  | not reported | not reported | ? | 4 minutes (80%) | Recall: 0.75 Precision: 0.82
266 | 15 15 30 15 | 5-fold CV within users | no unseen imposters |  | 95.0% | 0.80 |  | not reported | not reported | ? | 4 minutes (80%) | Recall: 0.77 Precision: 0.85
266 | 15 15 40 15 | 5-fold CV within users | no unseen imposters |  | 95.0% | 0.80 |  | not reported | not reported | ? | 4 minutes (80%) | Recall: 0.77 Precision: 0.85
266 | 15 15 50 15 | 5-fold CV within users | no unseen imposters |  | 96.0% | 0.82 |  | not reported | not reported | ? | 4 minutes (80%) | Recall: 0.81 Precision: 0.85
266 | 30 15 20 15 | 5-fold CV within users | no unseen imposters |  | 95.0% | 0.81 |  | not reported | not reported | ? | 4 minutes (80%) | Recall: 0.78 Precision: 0.86
266 | 30 15 30 15 | 5-fold CV within users | no unseen imposters |  | 95.0% | 0.82 |  | not reported | not reported | ? | 4 minutes (80%) | Recall: 0.79 Precision: 0.86
266 | 30 15 40 15 | 5-fold CV within users | no unseen imposters |  | 96.0% | 0.82 |  | not reported | not reported | ? | 4 minutes (80%) | Recall: 0.80 Precision: 0.89
266 | 30 15 50 15 | 5-fold CV within users | no unseen imposters |  | 96.0% | 0.83 |  | not reported | not reported | ? | 4 minutes (80%) | Recall: 0.80 Precision: 0.89
266 | 30 32 20 15 | 5-fold CV within users | no unseen imposters |  | 95.0% | 0.81 |  | not reported | not reported | ? | 4 minutes (80%) | Recall: 0.78 Precision: 0.86
266 | 30 32 30 32 | 5-fold CV within users | no unseen imposters |  | 96.0% | 0.84 |  | not reported | not reported | ? | 4 minutes (80%) | Recall: 0.81 Precision: 0.88
266 | 30 32 40 32 | 5-fold CV within users | no unseen imposters |  | 96.0% | 0.84 |  | not reported | not reported | ? | 4 minutes (80%) | Recall: 0.81 Precision: 0.89
266 | 30 32 50 32 | 5-fold CV within users | no unseen imposters |  | 96.0% | 0.86 |  | not reported | not reported | ? | 4 minutes (80%) | Recall: 0.84 Precision: 0.89

## Other
id | Use cases and application scenarios | independence | remaining challenges | Note
28 | continuous driver auth discussed in detail |  | prolonged interruptions in data signals | screen table 2 for additional references
36 |  | data not processed on device |  | Many of the experiments in the study use devices we don't consider wearable, especially medical chest straps with glued-on electrodes
43 | low memory requirements and fast auth in device | data processed on device |  | This does not report validation strategy or how many samples were used for each participant
55 |  | no | long enrol time, moderate situational stability but not real-world setting, low permanence
75 | not mentioned | no | activity classification hard for similar states, fake signals, several enrolment phases necessary
147 | not mentioned | no | comparing different motion patterns | motion artifact removal highly successful
189 | not mentioned | no |  | insufficiently explained, but frequent re-training and evaluaiton could improve auth
205 | Authentication for dementia patients that still works if they can't remember passwords | no | enrolment time, multimodal, different situations | all metrics are just for a single user vs. 9 unauthorized users (that were nevertheless used for training).
253 |  | no |  | The study only reports per-subject metrics and threshold dependent metrics, which means comparison is not possible. These are not comparable because different settings are reported for each user.
278 |  | no | poor performance due to significant amount of noise. Finger movements severely contaminate the signal with motion artifacts | developed as part of a multimodal system, but the arm rest is unfortunately not wearable. Most experiments are identification, not authentication.
298 | p. 9543 has two scenarios (office and living environments) | no, relies on web server for data processing | still requires passwords in case of changes in health status | many of the reported metrics are not exact and rounded
305 | wearable device security to avoid shoulder attacks and forgetting passwords | no | larger data sets needed, reducing computational burden for on-device computing | Unfortunately the more promising CNN-LSTM additionally uses non vital signs. Otherwise due to the use of a wearable during everyday use very interesting
330 | IOT such as smart garage doors, automotive | no | latency, especially due to segmentation
401 | online banking, corporate services, private devices | partially - processed on smartphone | signal deteriorates with higher HR | Validation complicated, not entirely sure if I understood it correctly.
61 | burden-free implicit authentication mechanism for wearables | no | data set size | Data not sufficiently described
495 | not mentioned | no | different time courses and real world conditions | Describes using 10-fold CV, but also describes training on T1 and testing on T2. Both don't really go together. Shirt types were not compared directly
460 |  | no
459 |  |  | limitation to the fact that it is affected by aging, emotional factors; the use of multi-instance, multi-modal or multibioelectrical signals is expected to enhance the performance and overcome these limitations
455 |  | no | For the higher reliability and transparency of this method, it would be needed to gather more data, mainly for simulation of intruders
447 | Device unlocking (e.g. waking a smartwatch from sleep); Accessing private or secure data; Continuous or context-aware authentication based on user activity; short enrollment times (2–10s), which are critical for real-time, user-friendly authentication on wearables | no | Limited training data, transfer learning limits, poor model performance with long time windows, need for more diverse activity/emotion data.
445 | not mentioned | no | sehr ähnlich zu Paper 495
486 | secure transmission of health data from smartwatch to cloud | no, data is sent to the "computing system" for processing | Robustness to real-life noise; Optimal wavelet selection; Computational constraints on mobile; Threshold tuning; Scalability & generalization (validation with 30 users; scaling to larger populations might affect both accuracy and processing requirements)
382 | Securing IoT Objects (smart locks, connected home electronics, access control gates, etc.) | On-Phone Processing | Include sensor noise, multi-modal fusion, model scalability, device variability, long-term changes in user’s biometric patterns, and ensuring robust on-device security.
374 | secure access, health record authentication, or continuous identity verification in wearable systems; personalized remote health monitoring and identity-aware wellness devices | Device independence; Computational constraints on wearables; two subjects having different skin types | Limited cohort diversity and generalization; No explicit impostor/return-to-zero evaluation; Long-term stability and situational shifts; energyefficient execution of the algorithm on wearable devices in realtime on a processor or hardware solutions
266 |  | no, training and inference require a GPU | Due to the 11:1 training setup, the network needs to be retrained for every new user, which is very inefficient in a commercial setting. Additionally, energy-efficient execution of the algorithm on wearable devices still remains a challenge. | incorrectly describes PPG as 2-channel (TROIKA uses only green light)